## Tbl_TelExplorer
part_num | description | mfg | model(Heci or clei) | qty | condition
916539 | PCP -48V POWER FCTR BOARD | PCP | PWDQAEVMAA | 1 | REF
916550 | PCP -48V DISTRIBUTION BOARD | PCP | PWDQAEUMAA | 2 | REF
78700101 | FSP-3000R7-7HU 20 SLOT SH7HU SHELF | ADVA | WOM2F00CRA | 1 | NOB
009-0004-1003 | DL FP 10/10 POS 50 AMP | TELECT | XCWYACBDAA | 32 | F/S
009-0014-1001 | FS PNL DF 10/10 POS 50A 19/23IN | TELECT | XCWYAB2DAA | 1 | NOB
009-6211-2100 | 200A DF 6/6 BREAKER PANEL FRT ACCES | TELECT | T3PYAAAAAA | 8 | NOB
009-6212-2100 | 200A DF 6/6 CIRCUIT BREAKER PANEL | TELECT | XCWYACFDAA | 2 | NOOB
009-6212-2100 | 200A DF 6/6 CIRCUIT BREAKER PANEL | TELECT | XCWYACFDAA | 3 | REF
009-8004-0100 | 100A DL FS PNL 4/4 KTK/GMT | TELECT | XCWYACCDAA | 15 | REF
009-8004-0105 | 100A DUAL-FEED 5/5 KLM, ±24V/-48V | TELECT | XCWYACGDAA | 1 | REF
009-8004-1001 | TELECT DL FS PNL 4POS 80AMP -48V | TELECT | XCWYACADAA | 2 | REF
009-8005-0404 | DUAL FEED FUS PNL 4/5 TPA GMT 200A | TELECT | XCWYACNDAA | 17 | NEW
009-8005-0404 | DUAL FEED FUS PNL 4/5 TPA GMT 200A | TELECT | XCWYACNDAA | 1 | NOOB
009-8005-0404 | DUAL FEED FUS PNL 4/5 TPA GMT 200A | TELECT | XCWYACNDAA | 5 | REF
009-8005-0810 | DUAL-FEED 350A 8/8-TPA 10/10 GMT FP | TELECT | XCM1B00BRA | 1 | NOOB
009-8005-1404 | FP DUAL 4/5 TPA/GMT 200A 24/48V | TELECT | XCWYACSDAA | 1 | NOB
009-8005-1404 | FP DUAL 4/5 TPA/GMT 200A 24/48V | TELECT | XCWYACSDAA | 2 | REF
010-0000-1401 | DSX-3 23 IN CHASSIS | TELECT | T3MYAERFAA | 20 | REF
010-0000-1801 | DSX-3 ULTRA THIN CHASSIS 23IN | TELECT | T3M2BJ0BRA | 1 | REF
010-0000-4012 | TELECT DSX-1 TMIX 84-CIRCUIT 23IN | TELECT | LGCYATXLAA | 9 | NOB
010-3201-0401 | DSX-3 BB 4PORT MODULE | TELECT | T3PQARA2AA | 13 | REF
010-3201-0410 | DSX-3 BB 6PORT MODULE | TELECT | T3PQARC2AA | 100 | NEW
010-3201-0410 | DSX-3 BB 6PORT MODULE | TELECT | T3PQARC2AA | 133 | NOB
010-3201-0410 | DSX-3 BB 6PORT MODULE | TELECT | T3PQARC2AA | 12 | REF
010-4004-0002 | 24V DSX-1 MODULE 4 PORT | TELECT | T1PQAGULAA | 22 | NEW
010-4004-0002 | 24V DSX-1 MODULE 4 PORT | TELECT | T1PQAGULAA | 16 | NOB
010-4084-4012 | DSX-1 TMIX 84CIRCUIT 23IN WWRP | TELECT | T1MMRK0CRA | 5 | NOB
010-8401-0401 | DSX-3 4 PORT MODULE | TELECT | T3D1CE0BAA | 53 | NOB
010-8401-0401 | DSX-3 4 PORT MODULE | TELECT | T3D1CE0BAA | 188 | REF
010-8401-0410 | DSX-3 6 PORT MODULE | TELECT | T3D1CH0BAA | 5 | NOB
010-8401-0410 | DSX-3 6 PORT MODULE | TELECT | T3D1CH0BAA | 277 | REF
010-8411-0401 | DSX-3 BB RXC 4PRT MOD | TELECT | T3PQAPV2AA | 110 | REF
010-9101-0403 | DS3 6-PORT MINI-WECO MODULE | TELECT | T3PQPA12AB | 22 | REF
010-9111-0403 | DSX-3/4 9500 UT SERIES | TELECT | T3PQAJD2AA | 3 | REF
010-9111-0450 | 6-PORT STD WECO CROSS CONNECT MODUL | TELECT | T3PQAEJ2AA | 20 | REF
0101-0001 | REV 4A AFC UMC1000 CPU | AFC | SBCTAAAAAD | 1 | REF
0101-0001-3J | AFC UMC1000 CPU 1.0 CPU-EMI | AFC | SBCTAAAAAB | 6 | REF
0101-0003 | REV 3-C UMC1000 EBC UNIT | AFC | SBCTBDCAAB | 1 | REF
0101-0027 | REV-6A UMC1000 CPU-2 | AFC | SBCTAM0AAC | 2 | REF
0101-0029 | REV-2B UMC1000 EBC-2 UNIT | AFC | SBCTBBNAAE | 2 | REF
0110-0003 | REV-3C UMC1000 L-ISDN CHANNEL UNIT | AFC | SBLSPNHAAA | 2 | REF
0110-0007 | REV-3F UMC1000 R-ISDN CHANNEL UNIT | AFC | SBLSRPHAAA | 1 | REF
0110-0009 | REV-4A T1 CHANNEL T1AX-XCVR | AFC | SBTCHGGBAB | 1 | REF
0110-0009 | REV 4B T1 CHANNEL T1AX-XCVR | AFC | SBTCHGGBAC | 2 | REF
0110-0009 | T1 CHANNEL T1AX-XCVR | AFC | SBTCHGGBAC | 1 | REF
0110-0009 | REV-4C T1 CHANNEL T1AX-XCVR | AFC | SBTCHGGBAD | 1 | REF
0110-0009 | REV-5C T1 CHANNEL T1AX-XCVR | AFC | SBTCHGSBAC | 1 | REF
0110-0032 | REV 1D AFC UMC1000 T1A | AFC | SBTCHHGBAA | 2 | REF
0110-0113 | REV 1B AFC UMC1000 T1A | AFC | SBTCHHNBAD | 1 | REF
0110-0148 | REV-1D UMC1000 POTS CHANNEL - RS | AFC | SBLSBY0AAA | 2 | REF
0110-0193 | 1A T1 ASYNC CU T1AX-XCVR | AFC | SBTCHG3BAA | 8 | REF
0110-0196 | REV-2C ACCESSMAX RST POTS | AFC | SBL1PS0AAD | 17 | REF
0110-0199 | REV-2A UMC1000 ADSL CHANNEL UNIT | AFC | SBHSBN0BAB | 7 | REF
0110-0206 | REV-1B UMC1000 ADSL CHANNEL UNIT | AFC | SBHSBR0BAB | 1 | REF
0110-0206 | REV-1C UMC1000 ADSL CHANNEL UNIT | AFC | SBHSBROBAC | 1 | REF
0120-0002 | REV-3H UMC1000 FIBER OPTICAL TRNSVR | AFC | SBTCJFEBAC | 2 | REF
0120-0044 | REV-1A UMC1000 T1 TRANSCEIVER | AFC | SBTCHDMBAB | 1 | REF
0120-0123 | REV-1A UMC1000 T1 TRANSCEIVER | AFC | SBTCH15BAA | 2 | REF
0120-0129 | UMC1000 ATM CARD OC3CU-XCVR | AFC | SBC1PRNCAB | 3 | REF
07-002727-001 | ADSL QUAD POTS SPLITTER CARD | SIECOR | VAC1GL0DAA | 24 | REF
090-40014-01 | DCD-400 FUSE/ALARM UNIT REV-C | SYMM | D0CPBE03AA | 1 | REF
090-40015-02 | DCD MCA CLOCK DISTR/CNTL ASSEMBLY | SYMM | D0CPBF15AA | 1 | REF
093-58536-10 | MOUNTING BRACKET FOR 58536A | MICROSEMI | CRMYACEKRA | 12 | REF
0HPGMT02R | -48V DL 20/20 GMT FUSE PANEL | HENDRY | PWFYALZCAA | 1 | REF
0HPGMT02R | 100A -48V DL 20/20 GMT FUSE PANEL | HENDRY | PWFYALZCAA | 3 | REF
0HPGMT08R | TELECT 100A -48V SGL 20 POS GMT FP | HENDRY | PWFYAL3CAA | 1 | NOB
100-00018 | REV-14 C7 QUAD OC3 INTFC CARD | CALIX | SN03AD0CAB | 1 | REF
100-00018 | REV-18 C7 QUAD OC3 INTFC CARD | CALIX | SOUIA0WGAB | 2 | REF
100-00021 | REV-10 CALIX C7 POTS INTERFACE CARD | CALIX | SOIF35SHAA | 3 | REF
100-00021 | REV-22 CALIX C7 POTS INTERFACE CARD | CALIX | SOIF35SHAB | 15 | REF
100-00021 | REV-27 CALIX C7 POTS INTERFACE CARD | CALIX | SOIF35SHAG | 2 | REF
100-00022 | REV-10 CALIX C7 ADSL INTERFACE CARD | CALIX | SOIF46SHAA | 16 | REF
100-00055 | REV-10 C7 GIGABIT ETHERNET CARD | CALIX | SOI324XCAA | 1 | REF
100-00076 | REV-10 C7 OC-12 SONET INTERFACE | CALIX | SOI34GXCAA | 1 | REF
100-00085 | REV-14 C7 OC-48 1-PORT I/F CARD | CALIX | SOI3DELCAB | 25 | REF
100-00085 | REV-16 C7 OC-48 1-PORT I/F CARD | CALIX | SOI3DELCAD | 6 | REF
100-00085 | REV-17 C7 OC-48 1-PORT I/F CARD | CALIX | SOUIA0UGAA | 6 | REF
100-00085 | REV-19 C7 OC-48 1-PORT I/F CARD | CALIX | SOUIA0UGAC | 2 | REF
100-00097 | REV-10 C7 24-POTS/ADSL INTERFACE | CALIX | SOI3VJUCAA | 2 | REF
100-00143 | REV-25 CALIX C7 T1 INTERFACE CARD | CALIX | SOI3W1UCAC | 3 | REF
100-00250 | REV-10 CALIX C7 IP RESOURCE CARD | CALIX | SN4PR30EAA | 6 | REF
100-00250 | REV-11 CALIX C7 IP RESOURCE CARD | CALIX | SN4PR30EAB | 10 | REF
100-00456 | REV-20 CALIX C7 24-PORT ADSL2 CARD | CALIX | SOUIABCGAA | 62 | REF
100-00456 | REV-22 CALIX C7 24-PORT ADSL2 CARD | CALIX | SOUIABCGAC | 20 | REF
100-00456 | REV-23 CALIX C7 24-PORT ADSL2 CARD | CALIX | SOUIABCGAD | 9 | REF
100-00482 | REV-24 C7 OPTICAL LINE TERM CARD | CALIX | SOUCABXKAE | 14 | REF
100-00483 | REV-24 C7 VOICE GATEWAY PROCESSOR | CALIX | SOUCABYKAC | 11 | REF
100-00514 | REV-20 C7 24-PORT ADSL2/2+ POTS CRD | CALIX | SOUIAC1GAA | 16 | REF
100-00514 | REV-21 C7 24-PORT ADSL2/2+ POTS CAR | CALIX | SOUIAC1GAB | 1 | REF
100-00529 | REV-11 C7 2-PORT GBE ETHERNET I/F | CALIX | SOUIAR3GAB | 2 | REF
100-00658 | REV-10 CALIX C7 OPT LINE TERMN CD | CALIX | SOUCAFRKAA | 22 | REF
100-00692 | CALIX C7 504 ONT, 4 POTS, 1 ETHRNET | CALIX | BVMEBB0ARA | 5 | NEW
100-00693 | CALIX 522 ONT 2 POTS 1 ETHERNET MOD | CALIX | BVMEAD0ARA | 20 | NEW
100-00699 | CALIX 560 ONT MOD-FP-560 | CALIX | BVMECC0ARA | 7 | NEW
100-00699 | CALIX 560 ONT MOD-FP-560 | CALIX | BVMECC0ARA | 1 | REF
100-00700 | CALIX 560 QUAD ONT VIDEO 4-PORT CRD | CALIX | BVL1YR0EAA | 30 | NOOB
100-00701 | CALIX 560 QUAD ONT UVG 4-PORT CRD | CALIX | BVL1WL0EAA | 10 | NOOB
100-00936 | REV-12 ONT714 OPTICAL NTWK TERM MOD | CALIX | BVL3AAYFAA | 8 | REF
100-00939 | REV-12 ONT722 OPTICAL NTWK TERM MOD | CALIX | BVL3AA1FAA | 1 | REF
100-00941 | REV-12 ONT740 OPTICAL NTWK TERM MOD | CALIX | BVL3AA3FAA | 4 | REF
100-01158 | REV-12 740G ONT UNIT | CALIX | BVL3ACJFAA | 1 | REF
100-01177 | REV-10 700G ONT MODULE | CALIX | BVL3ACWFAA | 2 | REF
100-01662 | SFP TRANSCEIVER 1GE 1310NM 10KM RT | CALIX | BVL3ALMFAA | 4 | REF
100-01668 | REV-10 SFP 1GE BIDI 1310NM"U"20KM | CALIX | BVL3ALVFAA | 8 | REF
100-01785 | REV 11 CALIX ADSL2-24A CARD | CALIX | SOUIBM0GAB | 7 | REF
10135936 | WV 200 OPTICAL REGENERATOR | JDSU | WMR6JXCDAA | 1 | NEW
109336586 | LAMBDAXTREME TOP/BTM REPEATER SHLF | LUCENT | WOMAY00JRA | 1 | NEW
10N11 | PSAX 1000 PWR SUPPLY MOD 300564184 | LUCENT | BAP2H01GAE | 84 | NOB
11078-REV-01 | CBX 500 1-PORT STM1/E1 810-17700-01 | LUCENT | BA7AAA0AAA | 6 | NOB
11079-REV-01 | CBX 500 DS3/1 STM1 IMA 810-01028-02 | LUCENT | BAUCAACBAA | 19 | NOB
1150052L1 | ACT PCU POWER CONVERTER UNIT | ADTRAN | D4PBCU0FAA | 2 | REF
1150055L2 | REV-H ACT2300 BK CONTROL UNIT | ADTRAN | T1L1EDL4AB | 2 | REF
1175006L1 | TA750 POWER SUPPLY UNIT | ADTRAN | SIPUBBABAA | 1 | REF
1175099L1 | TA750 BLANK FILLER CARD | ADTRAN | SIPQ0B4FAA | 2 | REF
1175408L2 | TA750 QUAD FXS ACCESS | ADTRAN | SIC2WXHKAA | 1 | REF
1175408L2 | TA750 QUAD FXS ACCESS | ADTRAN | SIC2WXHKAB | 5 | REF
1180008L2 | TA1500 SYST CONTROLLER UNIT W/ MLT | ADTRAN | VAC4XWHHAA | 7 | REF
1180025L1 | TA1500 DATA SERVICE UNIT | ADTRAN | VAL4NS0DAA | 1 | REF
1181001L1 | TOTAL ACCESS CHASSIS TA 3000 23" | ADTRAN | M3M1BB0BRA | 3 | REF
1181001L1 | TOTAL ACCESS CHASSIS TA 3000 23" | ADTRAN | M3M1BB0BRB | 1 | REF
1181004L1 | ADTRAN TA3000 DL BNC ADAPTER | ADTRAN | M3CUFR0BAA | 5 | REF
1181006L1 | TOTAL ACCESS FAN MODULE | ADTRAN | M3PQ0AVBAA | 1 | REF
1181006L2 | TA3000 23IN ENHANCED FAN MDL | ADTRAN | M3PQ0BGBAA | 1 | REF
1181015L1 | REV-B TOTAL ACCESS SYS CONTROL | ADTRAN | T1C2CDDCAA | 1 | REF
1181018L1 | TA3000 ENHANCED SCU | ADTRAN | T1C2CKFCAA | 6 | REF
1181018L3 | TOTAL ACCESS SYS CONT | ADTRAN | T1C2CKSCTA | 1 | REF
1181041L2 | TA3000 CELL SWITCH MODULE | ADTRAN | M3C3LKTAAA | 11 | REF
1181041L3 | ADTRAN TOTAL ACCESS ATM SWG | ADTRAN | M3C3LT0AAB | 2 | REF
1181106L1 | TOTAL ACCESS HDSL TRCVR | ADTRAN | T1L3438AAA | 2 | REF
1181402L1 | 4 PORT DSX1 ATM CARD | ADTRAN | M3LIFF0AAA | 60 | REF
1181405L1 | TOTAL ACCESS 8PRT ADSL | ADTRAN | M3LIEM0AAB | 3 | REF
1181409L1 | ADTRAN TA3000 IMA MODULE | ADTRAN | SIAPJT0BAA | 3 | REF
1181409L12 | TA 3000/3010 OCTAL DS1/E1 IMA | ADTRAN | SIAPJTRBAA | 3 | NEW
1181409L12 | TA 3000/3010 OCTAL DS1/E1 IMA | ADTRAN | SIAPJTRBAA | 4 | REF
1181409L2 | ADTRAN TA3000 IMA MODULE | ADTRAN | SIAPJTPBAA | 8 | REF
1181416L1 | QUAD DSX1 ACCESS MODULE MLPPP | ADTRAN | SIC348PFAA | 3 | REF
1181455L1 | TA3000 HIGH SPEED FIBER LINE MOD | ADTRAN | COUIAD3RTA | 2 | F/S
1181455L1 | TA3000 HIGH SPEED FIBER LINE MOD | ADTRAN | COUIAD3RTA | 1 | REF
1182006L1 | TOTAL ACCESS 3010 19" FAN UNIT | ADTRAN | M3MYAB3MAA | 1 | REF
1183002L1 | TA3050 TA3050 ADSL SPLTR MODULE | ADTRAN | VAC470SHAA | 2 | REF
1183102L1 | TA3050 8P ADSL2+ VIDEO SPLT | ADTRAN | VAUCABEDAA | 6 | NEW
1183102L1 | TA3050 8P ADSL2+ VIDEO SPLT | ADTRAN | VAUCABEDAA | 1 | NOB
1184500L1 | ADTRAN OPTI-6100 SCM | ADTRAN | SOC280YGAA | 4 | F/S
1184500L1 | ADTRAN OPTI-6100 SCM | ADTRAN | SOC280YGAA | 6 | REF
1184502L4 | OC-3 OPTICAL MXR MOD | ADTRAN | SOCNDJKCAA | 15 | REF
1184513L2 | OPTI-6100 DS1 TRIBUTARY MODULE | ADTRAN | SOUIAWPLTA | 3 | REF
1184515L1 | OPTI 6100 DS1 TRIBUTARY MODULE | ADTRAN | SOC250HGAA | 1 | REF
1184532L1 | OPTI-6100 3 DS3 TRANSMUX | ADTRAN | SOC270XGAA | 1 | REF
1184533L2 | OPTI-6100 MX DS3/STS-1 TRIB MOD | ADTRAN | SOC2407GAA | 1 | F/S
1184533L2 | OPTI-6100 MX DS3/STS-1 TRIB MOD | ADTRAN | SOC2407GAA | 1 | NOB
1184536L1 | ADTRAN OC-3 OPTICAL MUX MODULE | ADTRAN | SOCND10CAA | 2 | REF
1186001L2 | MX2820 23-INCH CHASSIS | ADTRAN | M3M1W00BRA | 21 | REF
1186002L2 | MX2820 MUX CARD, 24 VOLT | ADTRAN | M3C3R30AAA | 2 | REF
1186003L1 | ADTRAN MX2820 SCU | ADTRAN | M3C3SS0AAA | 8 | REF
1186005L1 | MX2820 STS-1 MXR | ADTRAN | M3C3L20AAA | 1 | REF
1186010 | ADTRAN MX2820 MUX BLANK | ADTRAN | M3PQ0BKBAA | 165 | REF
11872110 | TA5000 ATM OC3 4-PORT LM | ADTRAN | BVL3AB9DAA | 2 | NEW
11872110 | TA5000 ATM OC3 4-PORT LM | ADTRAN | BVL3AB9DAA | 1 | REF
1189008L1 | DS3 MULTIPLEXER CARD | ADTRAN | M3CMZTMETA | 1 | NOB
1189008L1 | DS3 MULTIPLEXER CARD | ADTRAN | M3CMZTMETA | 2 | REF
120-0001-012 | REV-C MULTIWAVE FACE PLATE | CIENA | LGPQAFLDAA | 4 | REF
1200339L1 | TOTAL ACCESS 4303 BLANK CARD COVER | ADTRAN | SLPQ0HVHAA | 70 | REF
1200376L1 | TA850 ROUTER CONTROLLER UNT | ADTRAN | SILCHL0DAA | 1 | REF
1200659L1 | MX2800 STS-1 CONTROLLER CARD | ADTRAN | M3C3FF0AAA | 2 | REF
1212073L3 | 7400/T200 DS3 NIU SHELF | ADTRAN | NCM6EFEBRA | 1 | REF
1213075L2 | ADTRAN T200 DS3 NIU | ADTRAN | NCD3EG4ATA | 4 | F/S
1222026L5 | T1 HDSL2 TRANSCEIVER UNIT-RT | ADTRAN | T1L3W05AAA | 3 | REF
1223007L9 | SONEPLEX T1 H2TU-C INTFC MOD | ADTRAN | T1L9BC7AAA | 2 | NOB
1244001L1 | T1 HDSL TRANSCEIVER UNIT-CO | ADTRAN | T1L2BF0BAA | 1 | REF
1245001L2 | T1 HDSL TRANSCEIVER UNIT-CO | ADTRAN | T1L2BFPBAA | 1 | REF
1246001L2 | ADTRAN T1 HDSL TRANSCEIVER UNIT-CO | ADTRAN | T1L3M4NAAA | 2 | NEW
1246001L2 | ADTRAN T1 HDSL TRANSCEIVER UNIT-CO | ADTRAN | T1L3M4NAAA | 13 | REF
1280040L1 | QUAD T1 INTFC CARD | ADTRAN | DRIUYS0GTA | 2 | REF
12804108L1A | TRACER 4108 A OCTAL T1 | ADTRAN | DRM1M10CRA | 1 | REF
130-0290-910 | I-02 MW1600 SCM/1625 16070-03 | CIENA | LGR2CCXAAB | 1 | NOB
130-0290-910 | I-02 MW1600 SCM/1625 16070-03 | CIENA | LGR2CCXAAB | 2 | REF
130-0362-900 | I-1 CORESTREAM SHELF MANAGER | CIENA | WMC1HE0CAA | 9 | REF
130-0426-900 | I-1 MULTIWAVE EXT/CONTR | CIENA | LGR3GZDCAA | 2 | REF
130-0496-930 | I-1 MULTIWAVE ROUTER 1 | CIENA | LGR3H1HCAA | 2 | REF
130-0497-900 | I-1 MULTIWAVE ROUTER 2 | CIENA | LGR3H2DCAA | 2 | REF
130-1200-900 | CORESTREAM 2.5G COMB/SPLIT-8 | CIENA | WMADDZ0CAA | 12 | REF
130-1270-940 | I-1 CORESTREAM RAMAN PREAMP C/500 | CIENA | WMAMGFGDAA | 1 | NOB
130-1270-940 | I-1 CORESTREAM RAMAN PREAMP C/500 | CIENA | WMAMGFGDAA | 1 | REF
1430105L2 | D448 TOT RCH DDS-DP | ADTRAN | D4D3MS1DAD | 3 | REF
15454 DS3 12E | 12-PT DS3 CD 800-24894-07 | CISCO | WMOTBRGAAB | 2 | REF
15454 DS3N12 | DS3 CARD | CISCO | SNTUBBKBAA | 1 | REF
15454 DS3N12 | TRANSCEIVER 12-PT DS3 | CISCO | SNTUBBPBAB | 1 | REF
15454 DS3N12E | 12-PT DS3 CARD 800-24895-07 | CISCO | WMOTBRHAAB | 3 | REF
15454 EIA SMB B84 | BACK PLANE SMB 84 POSITION B SIDE | CISCO | SNMK6D0BRA | 1 | REF
15454 XCVT | CISCO CROSS CONNECT CONTROL | CISCO | SNUXZW7EAB | 2 | REF
15454-M-TNC-K9 | TRANS NODE CONTR PRNCD 800-30374-03 | CISCO | WOCUATCRTB | 1 | REF
15454-MRC-I-12 | 15454 12-PT OPT INTFC 800-24423-02 | CISCO | WMOTBJKAAB | 1 | REF
15454-SA-HD | NEBS3 10G CHASSIS 800-23890-01 | CISCO | WMMM700DRD | 2 | REF
15454-TCC2P-K9 | 15454 TIMING COMM&CNTL 800-24766-04 | CISCO | WMUCA11FAA | 2 | REF
15454-TCC2P-K9 | 15454 TIMING CONTROL 800-24766-06 | CISCO | WMUCA4TFAA | 4 | REF
15454OC38IR1310 | OC3 IR 1310 8-PORT 800-24908-05 | CISCO | WM2I300DAD | 1 | REF
15952013 | KENTROX DA-SMART T3/E3 IDSU DC | ADC | DDM16ZRBRA | 2 | REF
160-9300-900 | CIENA 103.1G-111.8G 4X25G TRANSCVR | CIENA | WOTRDEAFAA | 2 | NOOB
170-3940-901 | CIENA 3940 24 100/1000M SFP/RJ-45 E | CIENA | CMMHE00CRA | 1 | NOB
170-3940-901 | CIENA 3940 24 100/1000M SFP/RJ-45 E | CIENA | CMMHE00CRA | 2 | REF
177A | DDM-2000 DS1 RETAINER BLANK CARD | LUCENT | SNPQWACAAB | 16 | REF
177A2 | S1:1 DDM-2000 DS1 RETAINER BLANK CD | LUCENT | SNPQCTTAAA | 7 | REF
177D | S1:3 LUCENT APP BLANK CC 108950585 | LUCENT | SOPQAAHDAC | 9 | REF
1850-TSS-5 | 1850 TRANSPORT SERVICE SW CHASSIS | LUCENT | NGMLCOOBRA | 2 | NOB
199MN | 1850 TSS BLANK APPARATUS | LUCENT | NGPQAKBDAA | 2 | REF
199SC | 1665 DMXPLORE BLANK FILLER CP | LUCENT | SOPQAHHDAB | 2 | REF
1AB214540002 | XFP 10G BASE SR 850NM | OPNEXT | NGI7ADWMAA | 2 | REF
200005 | CX100 L140 LINE CARD | TURNSTONE | SLL2DD0CAA | 3 | NOB
200005 | CX100 L140 LINE CARD | TURNSTONE | SLL2DD0CAA | 1 | REF
21D-U | S1:1 DDM-2000 OPT LN INTERFACE CARD | LUCENT | SNRXDJ0AAA | 8 | REF
22G3-U | DDM-2000 OLIU | LUCENT | SNRXDZ0AAA | 3 | REF
22G3-U | S-1 DDM-2000 OLIU | LUCENT | SNRXDZ0AAA | 1 | REF
23G-U | DDM-2000 OPTICAL LINE INTERFACE | LUCENT | SNRXDLAAAA | 1 | REF
23G-U | S1:2 DDM-2000 OPTICAL LN INTERFACE | LUCENT | SNRXDLAAAB | 1 | REF
26G2-U | DDM-2000 INTERFACE UNIT | LUCENT | SNC6JG0EAA | 6 | REF
300-1128-903 | REV-F 1540 BANK CONTROL UNIT BCU4 | ALCATEL | SLPQ0E46AE | 103 | NEW
300671880-REV-00 | CBX 3500 DS3/1 CHZD IO 810-01157-03 | LUCENT | BAUIAAUCAA | 35 | NOB
300702826-REV-00 | CBX 3500 OC12/STM4 ATM 810-21145-01 | LUCENT | BAUIACCCAA | 7 | NOB
331-I2-L1 | DDS OCU-DP ALL RATE | CONKLIN | D4DPJXY6AA | 1 | REF
3811-B1-001 | REV 43 COMSPHERE 3811 SD MODEM | PARADYNE | DSPQACLAAB | 4 | NOB
3AG17580AB01 | 1640OM OSM MODULE | ALCATEL | SNP2PUBCAA | 1 | REF
3AG17675AD02 | 1640-OM OPTICAL CHANNEL MODULE | ALCATEL | SNP5BDDAAA | 1 | REF
3AL48029AF | OCM 106 OC3 INTERFACE | ALCATEL | SNIUG5N1AA | 8 | REF
3AL97679AA | 1692MSE COMPACT SHELF | ALCATEL | WMMP400LRA | 1 | NOB
3DB18219AC | 01 9500 MPR 4 SLOT SHELF | ALCATEL | CRMLA10HRA | 32 | NOB
3DH03155AA | I02 MDR-8000 CONTROLLER AE-37Y-1 | ALCATEL | DRC2WJ1AAA | 9 | REF
3DH03155AA | MDR-8000 CONTROLLER AE-37Y-1 | ALCATEL | DRC2WJ1AAA | 1 | REF
3DH03169AH | I01 MDR-8000 DS3 I/O INTFC DX-35N | ALCATEL | DR07F8LBAA | 3 | REF
3DH03169AH | MDR-8000 DS3 I/O INTFC DX-35N | ALCATEL | DR07F90BAA | 1 | REF
3DH03169AH | I02 MDR-8000 DS3 I/O INTFC DX-35N | ALCATEL | DR07R8LBAA | 1 | REF
3DH03218AC | MDR-8000 RF AMPLIFIER MODULE | ALCATEL | DRMTSV0BRA | 7 | REF
3DH03219AA | I01 MDR-8000 RELAY INTRFC AE-27AF-1 | ALCATEL | DRC2X90AAA | 4 | REF
3DH03239AM | MDR-8000 UNIVERSAL RECEIVER MODULE | ALCATEL | DRR2M08AAA | 1 | NOB
3DH03239AM | MDR-8000 UNIVERSAL RECEIVER MODULE | ALCATEL | DRR2M08AAA | 1 | REF
3EC15240AA | A1000 ADSL LINE TERMINATION ADLT-E | ALCATEL | VACTDGSBAB | 1 | REF
3EC15240AA | A1000 ADSL LINE TERMINATION ADLT-E | ALCATEL | VACTVGSBAA | 2 | REF
3EC16435AA | 02 7300 ADSE ADSL SERIAL EXTENDER | ALCATEL | VACTHN6BAA | 3 | NOB
3EC16683AB | 7300 ADSL LP FILTER HLPC-B | ALCATEL | VACUEF0AAA | 2 | REF
3EM12222AA | ASSY DCM 20KM EAST | ALCATEL | WMM9W01JRB | 4 | NOB
3EM12223AA | ASSY DCM 20KM WEST | ALCATEL | WMM9W0ZJRB | 4 | NOB
3EM12224AA | ASSY DCM 40KM EAST | ALCATEL | WMM9WZ0JRB | 4 | NOB
3EM12226AA | ASSY DCM 60KM EAST | ALCATEL | WMM9W0XJRB | 2 | NOB
3EM12227AA | ASSY DCM 60KM WEST | ALCATEL | WMM9W0YJRB | 2 | NOB
3EM12229AA | ASSY DCM 80KM WEST | ALCATEL | WMM9W30JRB | 2 | NOB
3EM15001AA | 1677SL SYSTEM CONTROLLER MODULE | ALCATEL | WMUCAD1BAA | 4 | REF
3EM15004AA | 1677SL OC3 TERMINAL MULTIPLEXER | ALCATEL | WMOMAFTHAA | 10 | REF
3EM15008AA | 1677SL PANEL MODULE BLANK | ALCATEL | WMPQANZBAA | 19 | REF
3EM15018AA | 1677SL DS-1 TRIBUTARY MODULE | ALCATEL | WMOMAFUHAA | 29 | REF
3EM20277AA | 1000BASE-SX SFP TRCVR | ALCATEL | DRR3AA3CAA | 2 | REF
3FE24323AC | 7330 ISAM FTTN GEN FACILITIES CARD | ALCATEL | VAUCADFKAD | 2 | NOB
3FE24324AB | 7330 ISAM FTTN HOST EXPAN I/F W/MTA | ALCATEL | VAUCAHPKAA | 1 | NOB
3FE24324AB | 7330 ISAM FTTN HOST EXPAN I/F W/MTA | ALCATEL | VAUCAHPKAB | 1 | NOB
3FE25676BA | I02 7330 ISAM FTTN NETWORK TERM CAR | ALCATEL | VAUIAKCAAB | 2 | NOB
3FE62453BB | 7330 ISAM FTTN 24-PORT VDSL SEM ENC | ALCATEL | VAMVC00ARB | 2 | NOB
DSX-4H-SBRCD | DS3 MODULE 4 PORT STD SIZE JACK | ADC | T3PQAC8CAA | 57 | REF
DSX-4R-D24 | DSX-3 24POS CHASSIS | ADC | T3MYAGGAAA | 1 | REF
DSX-4R-M40 | 4-PORT DS3 JACK KIT UPPER/LOWER | ADC | T3PQATBCAA | 23 | NOB
DSX-4R-M40 | 4-PORT DS3 JACK KIT UPPER/LOWER | ADC | T3PQATBCAA | 3 | REF
DSX-4R-MB140 | DSX 4PRT DS3 MOD | ADC | T3PQAPECAA | 6 | REF
DSX-4R-MB160 | DSX 6PRT DS3 MOD | ADC | T3PQAPGCAA | 63 | REF
DSX-4R-MB240 | DSX 4PRT DS3 MOD | ADC | T3PQAPFCAA | 9 | NOOB
DSX-4R-MB240 | DSX 4PRT DS3 MOD | ADC | T3PQAPFCAA | 8 | REF
DSX-4R-MB260 | DSX 6PRT DS3 MOD | ADC | T3PQAPHCAA | 65 | REF
DSX-4S-MB | DSX-1 DS3 MID/BNC CRS-CONN | ADC | T3PQALZCAA | 141 | REF
DSX-4T1-MB4-V | DSX-3 DS3 MID/BNC 4PRT MOD | ADC | T3PQAUFCAA | 13 | REF
DSX-4U-MBRC-BA | ADC 6-PORT DSX-3 MID/BNC | ADC | T3PQARUCAA | 1 | NEW
DSX-4U-MBRC-BA | ADC 6-PORT DSX-3 MID/BNC | ADC | T3PQARUCAA | 109 | REF
DSX-DR19 | 56 POSITION FT CC PANEL 19" | ADC | T1PXAR63RA | 19 | F/S
DSX-DR19 | 56 POSITION FT CC PANEL 19" | ADC | T1PXAR63RA | 5 | NEW
DSX-DR56-1 | DSX MODULE 56 CIRCUIT | ADC | T1MYAUJCAA | 1 | REF
DSX-XA-BB-24R | DSX-3 CRS-AIS PANEL 24 P | ADC | T3MYAJBAAA | 4 | REF
DSX3-4F1-BNC | SYS III DSX MODULE CONNECTOR | LUCENT | T3PXC9BHAA | 23 | REF
DTP101 | S1:2 AMAS CTU | LUCENT | SLC1DHKCAB | 1 | REF
ECC2 | DDM-2000 ALARM INTERFACE | LUCENT | SNPQBSLAAA | 1 | REF
FAC100 | S1:2 AMAS DIAMOND IODS1 FAC I/F | LUCENT | SLC1EJ0CAB | 2 | REF
FAC100 | S1:5 AMAS DIAMOND IODS1 FAC I/F | LUCENT | SLC1EJ0CAE | 2 | REF
FC9525F040 | I04FW7500 LOW LOSS NORMAL SLOPE DCM | FUJITSU | WMDD20DAAD | 1 | NOOB
FC9525SAC1 | I02 FLASHWAVE MULTI-WAVE ANALYZER | FUJITSU | WM1CBBBAAA | 1 | REF
FC9526MDC1 | FLASHWAVE FW OADX MULDEM 11-CHANNEL | FUJITSU | WMD2S5FEAA | 2 | REF
FC9527DRA2 | I02 FLASHWAVE RAMAN AMPLIFIER | FUJITSU | WMAMRWKBAA | 1 | REF
FC9565ASC1 | I11 FW9500 LOW GAIN SR AMPLIFIER | FUJITSU | WOGUAGYMAK | 1 | NOB
FC9565ASC1 | I12 FW9500 LOW GAIN SR AMPLIFIER | FUJITSU | WOGUAGYMAL | 2 | NOB
FC9565ASC1 | I12 FW9500 LOW GAIN SR AMPLIFIER | FUJITSU | WOGUAGYMAL | 1 | REF
FC9565CMS1 | I02 FW9500 MULTI-RATE MSVR PRNCD, 2 | FUJITSU | WOTRC6AJAB | 1 | F/S
FC9565CMS1 | I02 FW9500 MULTI-RATE MSVR PRNCD, 2 | FUJITSU | WOTRC6AJAB | 1 | NOB
FC9565CMS1 | I02 FW9500 MULTI-RATE MSVR PRNCD, 2 | FUJITSU | WOTRC6AJAB | 1 | NOOB
FC9565CMS1 | I02 FW9500 MULTI-RATE MSVR PRNCD, 2 | FUJITSU | WOTRC6AJAB | 1 | REF
FC9565CTC1 | FW9500 10G UNIV INTFC PRNCD | FUJITSU | WOTRC6BJAA | 2 | NOB
FC9565CTC1 | I02 FW9500 10G UNIV INTFC PRNCD | FUJITSU | WOTRC6BJAB | 1 | F/S
FC9565CTC1 | I02 FW9500 10G UNIV INTFC PRNCD | FUJITSU | WOTRC6BJAB | 3 | NOB
FC9565CTC1 | I03 FW9500 10G UNIV INTFC PRNCD | FUJITSU | WOTRC6BJAC | 1 | NOB
FC9565CTC1 | I03 FW9500 10G UNIV INTFC PRNCD | FUJITSU | WOTRC6BJAC | 1 | NOOB
FC9565DA02 | I04 FW9500 DCM SMF 10KM WMP5-DA02 | FUJITSU | WOGUAE0MAD | 1 | NOB
FC9565DA03 | I04 FW9500 DIGITAL CARRIER MODULE | FUJITSU | WOGUAE1MAD | 4 | NOB
FC9565DA03 | I04 FW9500 DIGITAL CARRIER MODULE | FUJITSU | WOGUAE1MAD | 2 | REF
FC9565LGB1 | I05 FW9500 OPT UNI PATH SW RNG CD | FUJITSU | WOCUAFHBAE | 1 | NOB
FC9565MAB1 | I03 FW9500 44-CHANNEL MUX/DEMUX | FUJITSU | WOOMAF8EAC | 1 | NOB
FC9565TPE1 | I05 9500 MUXPONDER INTFC PRNCD | FUJITSU | WOWUA6ZBAD | 1 | NOB
FC95700020 | 7500 OC-3 SFP OPTICAL MODULE | FUJITSU | WMOTBARHAA | 1 | REF
FC95700050 | 7500 OC-12 SFP OPT TRCVR | FUJITSU | WMOTBALHAA | 2 | REF
FC95700060 | FW4100 OC-12 1310NM LR SFP | FUJITSU | WMOTBANHAA | 3 | REF
FC95700061 | FW7500 OC-12 SFP OPTICAL TRNSCVR | FUJITSU | WMOTBLRHAA | 1 | REF
FC95700070 | FW7500 OC-12 SFP OPTICAL TRANSCEIVE | FUJITSU | WMOTBAPHAA | 5 | REF
FC95700150 | FW 7500 OC-48 LR-2 SFP TRANSCIEVER | FUJITSU | WMOTBCDHAA | 2 | REF
FC95705030 | I02 FW7500 GBE/FC1/FC2 SFP TRANSCVR | FUJITSU | WMOTCDMHAA | 2 | NOB
FC95705030 | I02 FW7500 GBE/FC1/FC2 SFP TRANSCVR | FUJITSU | WMOTCDMHAA | 1 | REF
FC9580C2C1 | I02 FW4500 OC-12 I/F CARD IFA2-C2C1 | FUJITSU | SN12AAFAAA | 1 | REF
FC9580C2C1 | I03 FW4500 OC-12 I/F CARD IFA2-C2C1 | FUJITSU | SN12AAMAAA | 2 | REF
FC9580C8C2 | I06 FW4500 1-PT OC-48 INTERFACE | FUJITSU | SOUIAC2CAF | 1 | REF
PWX-031RXCSD10PWDP | PW FUSE PNL 100A 10/10 GMT 20A MAX | ADC | PWFYAR03AA | 1 | REF
PWX-041RCA4G4YSPWP | FUSE PNL 100A 4/4 TPA/GMT 24/48 VDC | ADC | PWFYANM3AA | 3 | REF
PWX-F41RDA4XXYSPHP | FUSE PANEL 300A 4/4 TPA 2RU 23" | TE | PWFYASE3RA | 11 | NOB
PWX-F41RDA4XXYSPHP | FUSE PANEL 300A 4/4 TPA 2RU 23" | TE | PWFYASE3RA | 12 | NOOB
PWX-X41R4A4XXYSPHP | PW FS PNL 2/2 TPA 100A DF -48V | ADC | PWFYAPB3AA | 1 | NOOB
QFX5100-48S-DC-AFO | QFX5100 ETHERNET SWITCH | JUNIPER | CMMT200ARA | 1 | NOB
ROA2191123/1 | CA BLM 1500 320G SWITCH FABRIC / NM | ERICSSON | SBCUAAMDAA | 2 | REF
ROA2191157/1 | BLM 1500 GB/10GB ETHNT PRNCD G28 | ERICSSON | SBUIAEYEAC | 1 | REF
SPQ401B | SLC-2000 D-POTS CHANNEL UNIT | LUCENT | SAC1EWUAAB | 3 | REF
SPQ402 | SLC-2000 CHANNEL UNIT | LUCENT | SAC1AZ0AAA | 1 | REF
SPQ456 | SLC-2000 RT DIAL UNIT | LUCENT | SACPDC0BAA | 2 | REF
SPQ460 | SLC-2000 CHANNEL UNIT | LUCENT | SAC1FAZAAA | 18 | REF
SPQ811 | SLC-2000 FITL CHANNEL UNIT | LUCENT | LFI2V40EAA | 1 | REF
ST-ALC7300UD | A7300 ASAM ASAM LP-UD STREAKER CARD | TAG | VAC5240TAA | 2 | NEW
ST-ALC7300UD | A7300 ASAM ASAM LP-UD STREAKER CARD | TAG | VAC5240TAA | 3 | REF
STSX-F1-24/7-BNC | STS-1 CROSS CONNECT 24 MODULE PANEL | LUCENT | SNMYACRDAA | 1 | NOOB
TIM-1-100GE | DTN TIM 1 PORT 100GE 800-0560-204 | INFINERA | WOTRDF7LAB | 1 | NOB
TM659C | DACS II SECONDARY STORAGE CNTLR | LUCENT | T1PQ07FAAB | 1 | REF
TMG8M | S1:1 1694 EON CP CC 109338301 | ALCATEL | WMEC40PEAA | 1 | NOB
TOM-100G-S10X | 100G CFP TRIB OPTICAL 130-0258-001 | INFINERA | WMUCA52KAA | 1 | REF
UAI-8T1-DB15 | 8400 IGX 8 PRT T1 INTFC BK CD | CISCO | BAA4DECAAA | 2 | REF
V0500A-VC | RECTIFIER, V SERIES, 48V, 10AMPS | VALERE | PBP2GRSBAA | 2 | REF
V1000A-VC | 1000W 48VDC 20AMP RECTIFIER | VALERE | PBP2DCTBAA | 1 | REF
VBLANK-VC | ELTEK VALERE V-BLANK CHASSIS | VALERE | PWUQAEGTAA | 1 | NOOB
VBLANK-VC | ELTEK VALERE V-BLANK CHASSIS | VALERE | PWUQAEGTAA | 2 | REF
VLIU10 | 1850 TSS MULTI-RATE I/F CP | LUCENT | NGI7AHCAAA | 9 | REF
VLIU2 | LUCENT 1850 TSS MULTI-RATE I/F CP | LUCENT | NGI7ALGAAA | 2 | REF
VMM-7U00CG0000-W2 | ADC VAM SPLITTER MODULE | ADC | LGL4BLGAAA | 2 | NOB
VWIC2-2MFT-T1/E1 | 2 PORT T1/E1 MULTIFLEX CARD | CISCO | IPUIAXYRAA | 3 | REF
VWIC3-2MFT-T1/E1 | 3RD GEN 2-PORT MULTI T1/E1 INTRFC | CISCO | COUIA7NCAA | 2 | REF
WDM-K2U2UAG0000 | ADC VAM WDM MODULE | ADC | LGL3BVLAAA | 4 | NEW
WSA002 | S-2 WAVESTAR OLS 400G BOS CONTRLR | LUCENT | WMCP320DAB | 1 | REF
WSA013 | S-1 WAVESTAR OLS 400G SUPVY1B | LUCENT | SNP8AA0AAA | 1 | REF
WSA013 | S-2 WAVESTAR OLS 400G SUPVY1B | LUCENT | SNP8AA5AAA | 1 | REF
WSA020 | S-5 WAVESTAR OLS 400G OMON1 | LUCENT | SNPQCE5AAB | 1 | REF
WSB001 | S-1 FT-2000 ELECTRICAL INTERFACE | LUCENT | SNI3E0TJAA | 1 | REF
XCVR-S10V31 | 10G SFP TRANSCEIVER, LR 10KM 1310NM | CIENA | COUIA7FPAA | 1 | REF
XFP-10G-L-OC192-SR1C | T640 XFP 10G SR1, 10KM 740-031833 | JUNIPER | IPU2AJRRTC | 1 | NOB
0-B | 3/8"-1/2" RGD;1/2" EMT HANGER W/BOL | EATON |  | 4 | NEW
10240010 | AUX FRAME T JUNCT W/CRNR CLAMP | NEWTON |  | 2 | NEW
10240110 | PARALLEL AUX FRAMING CHANNEL | NEWTON |  | 1 | NEW
10250110 | SUPPORTING PARALLEL AUX FRAM | NEWTON |  | 11 | NEW
10290110 | CONNECTING PARALLEL AUX FRAM | NEWTON |  | 2 | NEW
10320110 | SUPPORTING FRAME FROM PARALLEL | NEWTON |  | 2 | NEW
10580000 | END CAP 2" X 3/8" AUX CHANNEL 2 PAC | NEWTON |  | 40 | NEW
20110110 | JUNCTIONING 1 1/2" SIDE BARS INLINE | NEWTON |  | 2 | NEW
20120110 | JUNCTIONING 2" SIDE BARS INLINE | NEWTON |  | 19 | NEW
20120310 | JUNCTIONING 2" SIDE BARS INLINE | NEWTON |  | 1 | NEW
20140010 | JUNCTIONING 1.5" SIDE BARS INLINE | NEWTON |  | 4 | NEW
20140110 | 2IN CON KIT FOR 2 CBLRK T JUNC | NEWTON |  | 3 | NEW
20160110 | 2 IN CLOSING END OF CABLE RACK | NEWTON |  | 2 | NEW
20260010 | FASTENING CBLE RCK 1.5" SB TO FLOOR | NEWTON |  | 1 | NEW
20340110 | VERTICAL 90° TURN OUT WI/CBL RCK 2N | NEWTON |  | 1 | NEW
20350110 | VERTICAL 90° TURN WITH CABLE RACK | NEWTON |  | 2 | NEW
20470110 | 1 1/2 IN 5/8-11 T/ROD CBLRK FRM/CEL | NEWTON |  | 4 | NEW
20540110 | 2 IN SLTTED CBLRK HANGR BRKT 2 SID | NEWTON |  | 3 | NEW
20630210 | CBL RACK TO AUX J-BOLT CHN ASSY | NEWTON |  | 16 | NEW
20650130 | SUPPORT BRACKET 5" CBL RACK TO WALL | NEWTON |  | 1 | NEW
22045252 | CONN HEADER 25POS 2.54MM LOT OF 50 | MOLEX |  | 36 | NOOB
22058253 | CONN HEADER RA 25P 2.54MM LOT OF 50 | MOLEX |  | 21 | NEW
00250100DA | SOLID STRAIGHT 2X2X72 W/SNAP ON COV | NEWTON |  | 3 | NEW
00250200DA | SOLID STRAIGHT 4X4X72 W/SNAP ON CCV | NEWTON |  | 10 | NEW
00250200DB | SOLID STRAIGHT 4X4X72 W/SNAP ON COV | NEWTON |  | 11 | NEW
00250300DA | 2X2 SLOTTED CHNL W/SNAP ON COVER 6' | NEWTON |  | 26 | NEW
00250300DB | SLOTTED FIBER 2X2X72 W/CVR PREDRILD | NEWTON |  | 5 | NEW
00250500DA | 2X2 CHANNEL SPLICE WITH COVER | NEWTON |  | 20 | NEW
00250900DA | 2X2 END CAP | NEWTON |  | 28 | NEW
00250900DB | 2 X 2 END CAP YELLOW PREDRILLED | NEWTON |  | 43 | NEW
00251400DA | 4X4 90 DEG HORIZ ELBOW YELLOW | NEWTON |  | 3 | NEW
00251400DB | PREDRILLED 4X4 90 DEG HORIZ ELBOW Y | NEWTON |  | 1 | NEW
00251600DA | 4X4 HORIZONTAL TEE YELLOW | NEWTON |  | 6 | NEW
00251600DB | PREDRILLED 4X4 HORIZONTAL TEE YELLO | NEWTON |  | 2 | NEW
00251900DA | 2X2 90DEG VERT OUTSIDE DOWN ELBOW | NEWTON |  | 38 | NEW
00251900DB | 2X2 90DG VERT OUTSIDE DWN ELB PREDR | NEWTON |  | 7 | NEW
00252100DA | 2X2 90DG VERT INSIDE UP ELBOW | NEWTON |  | 9 | NEW
00252400DA | 4X4 45 DEG VERT OUTSIDE DWN ELBOW Y | NEWTON |  | 2 | NEW
00252400DB | PREDRILLED 4X4 45DEG VERT OUT ELBOW | NEWTON |  | 4 | NEW
00252700DA | 2X2 FITTING SPLICE YELLOW | NEWTON |  | 29 | NEW
00252700DB | 2X2 FITTING SPLICE YELLW PREDRILLED | NEWTON |  | 22 | NEW
00252800DA | 4X4 U SHAPE SPLICE FITTING YELLOW | NEWTON |  | 21 | NEW
00252800DB | PREDRILLED 4X4 USHAPE SPLICE FITTIG | NEWTON |  | 12 | NEW
00252900DA | DUAL HORIZ TEE 4IN TO 2IN | NEWTON |  | 4 | NEW
00253700DA | HORIZ REDUCING TEE 4X4 W/2X2 OUTLET | NEWTON |  | 47 | NEW
00253900DA | 2"SQ TO 1 1/2"RND ADAPTER | NEWTON |  | 2 | NEW
00254900DA | 24" FLEXTUBE KIT 2"SQ TO 1.5"RD GRY | NEWTON |  | 22 | NEW
25500510 | FBR CBL RCK MNT KIT FOR 2"X2" DUCT | NEWTON |  | 8 | NEW
25580110 | EQUIP RACK VERTICAL MTG KIT 2X2 | NEWTON |  | 34 | NEW
25590410 | FBR CBL MNT KIT FOR 2"X2" CHANNEL | NEWTON |  | 20 | NEW
25750010 | 1/4X20 FBR METAL FASTENER HRDWRE KT | NEWTON |  | 4 | NEW
00260100DB | SOLID 4 X 8 X 72 W/SNAP COV PRE DRL | NEWTON |  | 4 | NEW
3063410 | 2 3/4" POLY FIBEGLASS INSUL KIT W/S | NEWTON |  | 17 | NEW
3063410 | 2 3/4" POLY FIBEGLASS INSUL KIT W/S | NEWTON |  | 9 | REF
39299069 | CONN HEADER VERT 6POS 4.2MM LOT 25 | MOLEX |  | 63 | NEW
40190010 | FLR MOUNTING HRDWRE KIT FR DATA SHE | NEWTON |  | 1 | NEW
0042700001-04 | FAN/PLUG-IN ADVA FSP-3000R7 FAN MOD | ADVA |  | 1 | NOB
50520000 | CLAMP ON TERM BLOCK MTN BKT | NEWTON |  | 45 | NEW
0061704505-03 | SFP/2G5U/D1533.47U/SM/LC#D05 | ADVA |  | 3 | NOB
009-0014-1001 | FS PNL DF 10/10 POS 50A 19/23IN | TELECT |  | 1 | NOB
009-7001-0104 | FS PNL 100A 4-PSTN +-24-48VDC | TELECT |  | 1 | REF
009-8004-0100N | 100A DF 4/4 KTK/GMT 48V FUSE PNL NB | TELECT |  | 1 | NOOB
009-8004-0100N | 100A DF 4/4 KTK/GMT 48V FUSE PNL NB | TELECT |  | 4 | REF
009-8004-0124 | 100A DUAL-FEED 4/4 KLM/GMT FAIL-SAF | TELECT |  | 2 | NOB
009-8005-0404J | 200A FP DF 4/5 TPA/GMT, ±24V/-48V | TELECT |  | 2 | F/S
009-8005-3404 | FP 100A DUAL-FEED 4/4 TPA/GMT -48V | TELECT |  | 23 | REF
009-8008-1410 | DUAL-FEED 350A 4/10 TPC/GMT FU | TELECT |  | 2 | REF
010-0000-3201BCS | DSX-3 BB 23IN 32-SLOT | TELECT |  | 1 | REF
010-0132-0104 | 32-PORT DSX-1 FRONT CC PNL 19" | TELECT |  | 1 | REF
010-0156-0601 | 56 POSITION FRONT CC PANEL 19IN | TELECT |  | 1 | REF
010-3290-0410 | DSX3 6PT BCSII BNC WFP | TELECT |  | 11 | NEW
010-3290-0411 | DSX3 6PT BCSII BNC BFP | TELECT |  | 13 | NEW
010-4004-0003 | -24V DSX-1 MODULE 4 PORT | TELECT |  | 22 | REF
010-9001-0401 | DSX3/4 9000 SER MOD | TELECT |  | 18 | REF
010-9501-0411 | DSX-3 3-PORT MINI-WECO MODULE | TELECT |  | 17 | REF
0101-0001-3H | AFC UMC1000 CPU 1.0 CPU-EMI | AFC |  | 3 | REF
0101-0001-3T | AFC UMC1000 CPU 1.0 CPU-EMI | AFC |  | 1 | REF
0110-0010 | UMC1000 DS0-DP | AFC |  | 3 | REF
016-131-10 | 300A 8 A/B -48VDC 1RU BREAKER PANEL | COMM/NET |  | 3 | REF
02-00003-01 | ELASTIC NETWORKS ELMO8 SHELF | ELASTIC |  | 2 | REF
02105-03 | V-BOLTS DOUBLE (-02) 2" V-BOLT KIT | TELECT |  | 1 | NEW
02128-05+03 | JUNC KIT UF CABLEDUCT RK | TELECT |  | 1 | NEW
02130-04 | PANEL STANDOFF 3" 4 MTG SP C 1.75" | TELECT |  | 1 | NEW
02133-55 | GROUND WIRE KIT 24" STRA P | TELECT |  | 1 | NEW
02133KA05 | PREPACK GROUND KIT 27.5" 6AWG COPP | HENDRY |  | 1 | NEW
02327KA04+15 | PREPAK HDW KIT FOR MOUNTED 02327-01 | TELECT |  | 1 | NEW
027-0000-4501 | LINXS K44 CMS 5 FT STRAIGHT W/O CVR | TELECT |  | 3 | NEW
027-0000-6400 | 4X6 CABLE LINK YELLOW | TELECT |  | 220 | NEW
027-1000-12499 | 12IN COUPLER | TELECT |  | 1 | NEW
027-1000-4020 | 4" INLINE DROP / CABLELINKS LINE | TELECT |  | 12 | NEW
027-1000-4034 | LINXS.K44'T'' K22 LT DROP METAL | TELECT |  | 1 | NEW
027-1000-4062 | LADDER RACK BRACKET KIT FOR 4" / 6" | TELECT |  | 57 | NEW
027-1000-4208 | END CAP K22 | TELECT |  | 1 | NEW
027-1000-4224 | L CORNER FOR K22 FIBER GUIDE TROUGH | TELECT |  | 36 | NEW
027-1000-4226 | K22 CENTER DROP | TELECT |  | 1 | NEW
027-1000-4273 | 2" 90 DEGREE UP ELBOW METAL | TELECT |  | 9 | NEW
027-1000-4287 | 2" 45 DEGREE UP ELBOW METAL | TELECT |  | 11 | NEW
027-1000-4288 | 2" 45 DEGREE DOWN ELBOW METAL | TELECT |  | 16 | NEW
027-1000-4289 | 2" 45 DEGREE ELBOW METAL | TELECT |  | 3 | NEW
027-1000-4487 | TRAX 4" 45 DEG UPSWEEP | TELECT |  | 5 | NEW
027-1000-4488 | 4" 45 DEGREE DOWN ELBOW | TELECT |  | 3 | NEW
027-1000-6487 | TRAX 6 45 DEG UPSWEEP METAL | TELECT |  | 1 | NEW
027-1000-6490 | 6" CABLELNKS TO TROUGH ADPTER METAL | TELECT |  | 2 | NEW
027-1000-8426 | 8" CENTER DROP METAL | TELECT |  | 3 | NEW
027-2000-12406 | 12 INCH HORIZONTAL TROUGH | TELECT |  | 1 | NEW
027-2000-12408 | TRAX 12 INCH END CAP | TELECT |  | 3 | NEW
027-2000-12452 | 12" X 6" HORIZONTAL INTERSECTION | TELECT |  | 5 | NEW
027-2000-12458 | 12" TO 8" REDUCER | TELECT |  | 10 | NEW
027-2000-2000 | 4 INCH SPLIT TUBE ADAPTER KIT | TELECT |  | 6 | NEW
027-2000-2000 | 4 INCH SPLIT TUBE ADAPTER KIT METAL | TELECT |  | 6 | NEW
027-2000-4001 | 4-INCH HORIZONTAL TROUGH 6 FT | TELECT |  | 3 | NEW
027-2000-4002 | 4" TROUGH COVER SNAP-ON 6 FT | TELECT |  | 9 | NEW
027-2000-4008 | 4-INCH END CAP | TELECT |  | 43 | NEW
027-2000-4025 | 4-INCH L-TRANSITION COVER | TELECT |  | 6 | NEW
027-2000-4031 | 4 INTERSECTION LID | TELECT |  | 2 | NEW
027-2000-4050 | 4-INCH REDUCER | TELECT |  | 17 | NEW
027-2000-4051 | 4 IN 2 IN REDUCER COVER ALUMINUM | TELECT |  | 9 | NEW
027-2000-4055 | 4X4 FIBER CABLE OFF RAMP | TELECT |  | 9 | NEW
027-2000-4060 | WAVETRAX TROUGH SUPPORT CLAMP | TELECT |  | 2 | NEW
027-2000-4077 | 4" X 4" 90 DEGREE DOWN ELBOW | TELECT |  | 15 | NEW
027-2000-4078 | 4 DROP ATTACHMENT LID | TELECT |  | 3 | NEW
027-2000-4090 | 4" CABLELINKS TO TROUGH ADAPTER | TELECT |  | 2 | NEW
027-2000-4203 | SLOTTED DUCT - 2" SLOTTED DUCT KIT | TELECT |  | 1 | NEW
027-2000-4206 | 2 INCH HORIZONTAL TROUGH | TELECT |  | 3 | NEW
027-2000-4208 | TELECT 2X2 END CAP | TELECT |  | 6 | NEW
027-2000-4210 | TELECT 2X2 T TRANSITION | TELECT |  | 5 | NEW
027-2000-4211 | 2X2 T TRANSITION COVER | TELECT |  | 4 | NEW
027-2000-4225 | 2X2 L TRANSITION COVER | TELECT |  | 1 | NEW
027-2000-4277 | 2" X 2" 90 DEGREE DROP ATTACHMENT | TELECT |  | 1 | NEW
027-2000-4278 | 2" DROP ATTACHMENT LID | TELECT |  | 16 | NEW
027-2000-4299 | 2-INCH COUPLER | TELECT |  | 31 | NEW
027-2000-6408 | 6-INCH END CAP | TELECT |  | 3 | NEW
027-2000-6425 | 6-INCH L-TRANSITION COVER | TELECT |  | 5 | NEW
027-2000-6427 | 6-INCH CENTER DROP COVER | TELECT |  | 11 | NEW
027-2000-6451 | 6-INCH TO 4-INCH REDUCER COVER | TELECT |  | 1 | NEW
027-2000-8408 | 8-INCH END CAP | TELECT |  | 3 | NEW
027-2000-8410 | 8"X4" T-TRANSITION | TELECT |  | 1 | NEW
027-2000-8430 | 8" HORIZONTAL INTERSECTION | TELECT |  | 1 | NEW
027-2000-8450 | 8" TO 4" REDUCER | TELECT |  | 3 | NEW
027-2000-8452 | 8" TO 6" REDUCER | TELECT |  | 2 | NEW
027-2000-8499 | 8X4 WAVETRAX COUPLER | TELECT |  | 2 | NEW
03-00006-01 | REV A2/A2 ELASTIC NTWKS FILTER CARD | ELASTIC |  | 3 | REF
03-00007-01 | ETHERLOOP MODEM CO MOD | ELASTIC |  | 24 | REF
03-00008-01 | REV A2/A2 ELASTIC NETWORKS HUB | ELASTIC |  | 2 | REF
03-00009-01 | REV A2/A2 ELASTIC NETWORKS POWER | ELASTIC |  | 3 | REF
03-00040-02 | REV B2/A SWITCH CRD ELMO8 8 PORT | ELASTIC |  | 1 | REF
312455001 | POWERFORM DCM MOD 1545NM -72PS/NM | OCLARO |  | 1 | REF
035-0135-0031 | 22PIN M TO 22PIN F ADAPTER CBL 11" | PARADYNE |  | 2 | REF
037-579114-001 | ASYNC HD26 TO WIREWRAP 2M | STRATEX |  | 1 | NEW
037-579252-001 | TYCO CABLE ASSEMBLY 32FT | TYCO |  | 2 | NEW
061758-004 | GROUND CABLE 1/4" RING TERMINAL 72" | ATEK |  | 1 | NEW
062135-023 | LYNX 8XT1 DIGITAL RADIO IDU | PROXIM |  | 1 | NOB
062138-026 | LYNX 5.8 GHZ ISM HIGH BAND RFU-HI | PROXIM |  | 1 | NOB
090-0001-0034 | TFD FUSE HLDR KIT FOR TPS/TLS FUSE | TELECT |  | 9 | REF
090-0052-0030 | 30 AMP BULLET BREAKER KIT | TELECT |  | 17 | REF
090-0052-0040 | 40 AMP BULLET BREAKER KIT | TELECT |  | 2 | REF
090-0052-0050 | 50 AMP BULLET BREAKER KIT | TELECT |  | 17 | REF
090-0052-0090 | 90 AMP BULLET BREAKER KIT | TELECT |  | 4 | REF
090-40001-01 | DIGITAL CLOCK DISTRIBUTOR CHASSIS | TELECOM |  | 1 | REF
09H02FGG-LB-E3/8R-21 | ERICSSON FIBER CABLE | ERICSSON |  | 1 | NEW
100-00016 | CALIX C7 ADMIN & MTCE PROCR | CALIX |  | 2 | REF
100-00018 | C7 QUAD OC3 INTFC CARD | CALIX |  | 3 | REF
100-00075 | C7 OC-3 SONET INTERFACE CARD | CALIX |  | 1 | REF
100-00076 | C7 OC-12 SONET INTERFACE | CALIX |  | 2 | REF
100-00097 | C7 24-POTS/ADSL INTERFACE | CALIX |  | 1 | REF
100-00183 | C7 HOST UNIVERSAL LINE CARD | CALIX |  | 1 | REF
100-00261 | CALIX C7 DS1 12-PORT INTERFACE CD | CALIX |  | 6 | REF
100-00458 | C7 DS3 ENHANCED PACKET | CALIX |  | 1 | REF
100-00626 | C7 RJ45-4 ETHERNET INTERFACE ADAPTR | CALIX |  | 1 | REF
100-00633 | PROTECTOR BLOCK 2 50-PIN M CONN 6' | CALIX |  | 1 | NEW
100-00681 | CALIX C7 (MSAP) F5 SHELF | CALIX |  | 1 | NOB
100-01161 | GPON 1490/1310NM TRNSCVR | CALIX |  | 1 | REF
100-01793 | E7 1-METER SFP+CABLE | CALIX |  | 1 | REF
1000-9650 | DWS-100 50:50 SPLITTER | OPTELIAN |  | 2 | REF
1000SFP055 | SFP 850NM MMF .55KM | CHAMPION |  | 1 | REF
1000SFPT-J | SFP 1G TX 100M COPPER JUNIPER | CHAMPION |  | 2 | NEW
1000SFPT-J | SFP 1G TX 100M COPPER JUNIPER | CHAMPION |  | 2 | NOB
10021678 | HYREDUCER KIT YSR25FX6CFXLTCKITC | BURNDY |  | 1 | REF
10039210 | 7253 P40 DOWNTILT KIT | RFS |  | 52 | NEW
100SFP15-L3 | 100BASE-FX SFP 15KM SM | CHAMPION |  | 1 | NEW
10210100 | 4 WIRE IN-LINE MODULAR ADAPTER | FLUKE |  | 1 | NEW
103342119 | 127C MTG APP | LUCENT |  | 16 | NOOB
103366-12 | 6 FT SHIELD ASSEMBLY | COMMSCOPE |  | 1 | NEW
105661524 | 181B APP MOUNTING | LUCENT |  | 4 | NOB
105744569 | BNC/S734A STRT BNC CONNECTOR | LUCENT |  | 8 | NEW
105744577 | BNC/R734A RIGHT ANGLE BNC CONNECTOR | LUCENT |  | 49 | NEW
10610-019 | 19" HORIZONTAL BUSBAR KIT | CHATSWORTH |  | 2 | NEW
1070HG | HOISTING GRIP FOR 7/8" COAX CABLE | COMMSCOPE |  | 1 | NEW
108845801 | FBR CABLE SC/SC MINICRD 4.17FT | OFS |  | 50 | NEW
108994661 | CS950S POWER SHELF 24V 9000W | LNGE PWR |  | 2 | REF
108994926 | QS800A CONVERTER SHELF | GE |  | 1 | NOOB
10A0061-001 | HVR48/75 75AMP POWER RECTIFIER | POWER-ONE |  | 4 | REF
10GSFP+E27B10L | 10G SFP+SF 1270TX/1330RX 10KM | CHAMPION |  | 1 | REF
10GSFP+E33B10L | 10G LR SFP+SF 1330TX/1270RX 10KM | CHAMPION |  | 1 | NEW
10GXFP10 | XFP 10G LR 10KM SM | CHAMPION |  | 1 | NOB
10GXFP10 | XFP 10G LR 10KM SM | CHAMPION |  | 1 | REF
110-1000-007 | CORESTREAM POWER DISTR SHLF NEBS | CIENA |  | 4 | REF
1101-772-A | TSJ X6 A 6-PORT T1/E1 SURGE PROTECT | TRANSTECTR |  | 3 | NEW
11408-003 | 5/8" RUNWAY BRACKET SUPPORT KIT | CHATSWORTH |  | 44 | NEW
115055 | F1003474 LOAD SHEDDING DISCONNECT | EMERSON |  | 1 | NEW
115RFP-5NPW | FILLER KIT 5FT X 11FT 6IN NETWORK | ADC |  | 1 | NEW
117623-1 | PANNING FRAME ASSY 1.8M | COMMSCOPE |  | 1 | NEW
117624-1 | 1.8M MOUNT ACCESSORY KIT | COMMSCOPE |  | 1 | NEW
1181003L1 | TOTAL ACCESS HEAT BAFFLE 23" | ADTRAN |  | 6 | REF
1184505L1 | OPTI-6100 MS BLANK | ADTRAN |  | 44 | REF
11874350 | 90 DEGREE KIT ZINC PLATED | COOPER B |  | 16 | NEW
120-0001-048 | CORESTREAM BLANK MODULE REV-1 | CIENA |  | 16 | REF
1200290L1 | MX2800 MUX CHASSIS M3M1AK0BRA | ADTRAN |  | 1 | REF
1200641L1 | TA 604/608 BATTERY BACK-UP SYSTEM | ADTRAN |  | 1 | REF
12210 | 1" EMT SET SCREW COUPLING | HALEX |  | 11 | NEW
12215 | 1 1/2" EMT 4 SET SCREW COUPLING | HALEX |  | 3 | NEW
12300K04+15 | PREPACK KIT W/CVR, JUNC. PLT | HENDRY |  | 4 | NEW
12300KA01 | PREPACK HARDWARE KIT | TELECT |  | 3 | NEW
129816 | TFD FUSE HOLDER FOR TPS/TLS FUSES | TELECT |  | 2 | REF
145G | ALCATEL-LUCENT PTAG OVAL 1-3/8 X 1" | ALCATEL |  | 41 | NOOB
145P | 145P FIBER PTAG 1.75" X 1" GRAY | BURNDY |  | 1901 | NEW
15-7903-01 | 128 MB MEMORY MODULE | CISCO |  | 3 | REF
150-0775-050 | CLIP, WIRE (WIRE SADDLE) | ALCATEL |  | 16 | NEW
15327318 | UNIVERSAL GROUND KIT FOR 5' LEAD | RFS |  | 4 | NEW
15454 EIA SMB A84 | BACK PLANE SMB 84 POSITION A SIDE | CISCO |  | 1 | REF
15454 EIA SMB B84 | BACK PLANE SMB 84 POSITION B SIDE | CISCO |  | 1 | REF
155-0560-212 | COAX CBL ASSY SMA STRAIGHT/90 MALE | ALCATEL |  | 2 | NEW
15549781 | GROUND KIT FOR 7/8" COAX CABLE 5' | RFS |  | 552 | NEW
16-2647-02 | COMPACT FLASH 64MB RAM | CISCO |  | 34 | REF
16-2647-04 | COMPACT FLASH 64MB RAM | CISCO |  | 49 | REF
16183-10+70 | PDU, 3KW MOD DUAL 4CB 4 FUSE | TELECT |  | 2 | NOB
1644-010-000-1 | 3COM SUPERSTACK II 12 PORT | 3COM |  | 1 | REF
167892-2 | CON QC TB 0.250 PRES-FIT LOT OF 250 | TE |  | 5 | NEW
17-6716-01 | COMPACT FLASH 64MB RAM | CISCO |  | 11 | REF
1700616G1 | ADTRAN NETVANTA3133 SDSL 4-PT ROUTR | ADTRAN |  | 1 | REF
1720-24-48-8 | 400-WATT DC-DC CONVERTER | WILMORE |  | 2 | NOOB
1720-24-48-8 | 400-WATT DC-DC CONVERTER | WILMORE |  | 1 | REF
1721-24-48-4 | 200-WATT DC-DC CONVERTER INTERNAL | WILMORE |  | 9 | NOOB
1721-24-48-4-357 | 200-WATT DC-DC CONVERTER INTERNAL | WILMORE |  | 7 | NOOB
1721-24-48-4-357 | 200-WATT DC-DC CONVERTER INTERNAL | WILMORE |  | 3 | REF
181-94000 | 6FT WIRING DUCT COVER FOR TC4 4" BK | HELLERMAN |  | 8 | NEW
19-RR-KIT-NRF | RELAY RACK HARDWARE KIT 19" NRF | METAL-TECH |  | 1 | NOB
1AB28365001 | FBR CABLE SM DUAL LC/LC 9 METER | OCC |  | 798 | NEW
1AB403060001 | CABLE 14 FBR SM 7PR LC/LC STAG 15M | OFS |  | 3 | NEW
1AD000770242 | HARDWARE KIT 8-PC/INSTALL KIT 1678 | ALCATEL |  | 5 | NEW
1AD032540001 | VELCRO BLK 1/2" / INSTALL KIT 1678 | ALCATEL |  | 5 | NEW
1AF18297AAAA | POLY SPLIT BRAIDED SLEEVING 3/4"X2' | RYOR |  | 40 | NEW
1MRF28H54BV | APC 50A AC/DC RECTIFIER | APC |  | 1 | REF
2-231652-0 | RATCHETING MOD PLUG HAND CRIMP TOOL | TYCO |  | 1 | REF
2-NAVHARN7-12 | POWER CABLE 12-BLACK 12-RED 6FT | CABLE |  | 10 | NEW
2025-40-9 | 734A BNC CC # 405784273 KS-23558 | LUCENT |  | 83 | NEW
2025-41-9 | 735A BNC CC # 405883638 KS-23558 L6 | LUCENT |  | 2 | NEW
2025-76-7 | 734 BNC CC # 407013853 KS-23558 L15 | LUCENT |  | 83 | NEW
46385 | 734A BNC CC # 406407213 KS-23626 L5 | LUCENT |  | 7 | NEW
20420 | 3/8" FLEX SQUEEZE CONNECTOR | HALEX |  | 2 | NEW
20511 | 3/8" NON-METALLIC CLAMP CONN PKOF5 | HALEX |  | 2 | NEW
2069840010 | PIVOT ASSE 90 DEG SPL 1 1/2IN SD BR | NEWTON |  | 6 | NEW
20HPGMT02R-01 | 400A FP 48V A&B 20/20 GMT 23" MOUNT | HENDRY |  | 2 | REF
21-376-025 | FW4100ES DS1 CABLE | FUJITSU |  | 1 | NOB
21020DG | CABLE LADDER RACK 116.5X20X2 SOLID | CENTRAL |  | 2 | NEW
2118990210 | NWTN PIVOT ASSEMBLY 2IN LINE SPLICE | NEWTON |  | 23 | NEW
2119600210 | CABLE RK RETAINER POST 7-3/4"X2" | NEWTON |  | 33 | NEW
21240291 | HUAWEI FBR MGMT TRAY 19"/23" MOUNTS | HUAWEI |  | 4 | NOB
2150-S | 2" CONDUIT HANGER #5 | BRIDGEPORT |  | 106 | NEW
2160-S | 2-1/2" CONDUIT HANGER #6 | BRIDGEPORT |  | 49 | NEW
2174180010 | SEISMIC ANCHOR WASHER KIT | NEWTON |  | 2 | NEW
2189220110 | JUNCTION KIT | NEWTON |  | 2 | NEW
2193530231 | 2.5" OFFSET BRACKET KIT, ENDGRD | NEWTON |  | 2 | NEW
2195-BFH-12 | STD HANGER KIT OF 10 1/2" COAX CBL | RFS |  | 1 | NOB
2199930245 | SIDE DROP-OUT W/SPOOLS 2.00" | NEWTON |  | 1 | NEW
221213 | STANDARD WEATHERPROOFING KIT | ANDREW |  | 1 | NEW
2228610010 | BRACING KIT HANGER BRACKETS PK OF 4 | NEWTON |  | 5 | NEW
223158-2 | 1/4" & 3/8" STANDARD GROUNDING KIT | ANDREW |  | 2 | NEW
223498 | ELTEK FP2-48/600 AMP POWER SYSTEM | ELTEK |  | 3 | REF
227970 | 23" RACK EXTENTION BRAKETS 2RU GREY | MISC |  | 11 | NEW
23-RRST-KIT-NRF | RELAY RACK HARDWARE KIT 23" NRF | METAL-TECH |  | 6 | NOB
24052 | CIRCUIT BREAKER 20A 1-POLE 230/400V | SCHNEIDER |  | 126 | NEW
241120.100 | MICROPACK RECTIFIER 48/250 | ELTEK |  | 4 | NOB
241125.502 | RECTIFIER CHAMELEON 48V 1300W IP65 | ELTEK |  | 18 | NEW
24WD-LLR | 24-CHANNEL WAVELENGTH DEMULTIPLEXER | CISCO |  | 1 | REF
26126 | 2" RGD TWO HOLE STRAP 2 PACK | HALEX |  | 1 | NEW
26154 | 1 1/4" EMT ONE HOLE STRAP 4 PACK | HALEX |  | 1 | NEW
26155 | 1 1/2" EMT ONE HOLE STRAP 2 PACK | HALEX |  | 1 | NEW
26163 | 1" EMT TWO HOLE STRAP 4 PACK | HALEX |  | 1 | NEW
26197 | 3/4" RGD STEEL CONDUIT LOCKNUT | HALEX |  | 1 | NEW
26780 | #0 CONDUIT HANGER PACK OF 5 | HALEX |  | 2 | NEW
271062028-50-SC/LC | RISER FIBER CBL 4-FIBER SC/LC 50FT | GREATLAKES |  | 40 | NEW
272062027-75-SC/LC | RISER FIBER CBL 4-FIBER SC/LC 75FT | GREATLAKES |  | 5 | NEW
27527 | 3/4" RGD PLASTIC INS BUSHING | HALEX |  | 1 | NEW
275748 | 2 POSITION RECTIFIER SHELF | ELTEK |  | 1 | NOB
275748 | 2 POSITION RECTIFIER SHELF | ELTEK |  | 1 | NOOB
27620 | 3/8" STRAIGHT PVC LIQUID TIGHT CONN | HALEX |  | 3 | NEW
27690 | 3/8" 90 DEG PVC LIQUID TIGHT CONN | HALEX |  | 1 | NEW
278791 | 19 BATTERY BOX 3RU 15A BATTERY BRKR | ELTEK |  | 2 | NOB
283854 | CP 675T T-SEPARATOR BAR | HILTI |  | 13 | NEW
283855 | CP 675T Z-WALL FRAME | HILTI |  | 3 | NEW
283893 | CP 675 L-SLEEVE | HILTI |  | 5 | NEW
284908 | HSL-IM12 65/80 90R ANCHOR QTY 2 | HILTI |  | 2 | NEW
28P268-4 | BNC CONNECTOR RIGHT ANGLE 24931 | SPECIALITY |  | 1 | NEW
28P294-1 | BNC CONNECTOR STRAIGHT 24931 | SPECIALITY |  | 1 | NEW
29-0881-01 | CISCO MODULAR ADAPTER | CISCO |  | 1 | NEW
2906148 | SYS-DC T2-60 PD/3-25+1-10 1AD200720 | PHOENIX |  | 192 | NEW
295363-003 | CPQ RACK MOUNTABLE PWR DIST UNIT | COMPAQ |  | 5 | NEW
2PANM-45B.12 | 2 IN DIVISIBLE COR CONDUIT 40FT | FRAENKISCH |  | 1 | NEW
3-B | 1 1/2" EMT;1 1/4 RGD/IMC HNGR W/BOL | COOPER |  | 15 | NEW
30-1301-01 | 1000BASE-SX 850NM 21 CFR(J) | CISCO |  | 3 | REF
30-579 | CRIMP DIE SET INSUL TERM 22-10 AWG | IDEAL |  | 1 | NEW
300-1945-01 | PWR SUPPLY 550W, DS550-3-001 REV6 | SUNMICRO |  | 2 | REF
300323748 | VPN FIREWALL BRICK 20, PRELOADED | LUCENT |  | 72 | NOB
300446911 | 12-PRT SC PNL / 24 LC DUPLEX ADP SM | OFS |  | 261 | NOB
300HBA1912 | HEAT BAFFLE KIT 19"W X 5-9"D | TRIMM |  | 19 | NEW
301075032 | ALCATEL LUCENT INSTALL KIT CBL/PWR | LUCENT |  | 3 | NEW
30165-703 | CABLING SYSTEM; 6"WX7'HX14.61"D BLK | CHATSWORTH |  | 1 | NEW
5G108-RL5 | CAT 5E SNAP-IN JACK | LEVITON |  | 8 | NEW
6-B | 2 1/2" RGD/EMT CONDU HNGER W/NUT/BO | COOPER |  | 4 | NEW
600703U01500G | HEAT SINK, EXTRUDED, RADIAL | AAVID THER |  | 228 | NEW
600CB08 | 600A DUAL-FEED 8/5 CIR BKR/GMT PNL | TELECT |  | 1 | NOB
600CB08 | 600A DUAL-FEED 8/5 CIR BKR/GMT PNL | TELECT |  | 28 | REF
600CB10 | DUAL-FEED 600A 2RU-10 VERT NO OUTPU | TELECT |  | 1 | NOB
600CB12-C | DUAL-FEED 600A 12 CB/TFD HORIZ INPU | TELECT |  | 2 | REF
600CB12-CL | POWER LOAD CENTER FRAME DUAL-FEED | TELECT |  | 16 | F/S
600CB12-CL | POWER LOAD CENTER FRAME DUAL-FEED | TELECT |  | 1 | NOB
6064647 | 1145B2 POWER UNIT WP-92031 | TYCO |  | 2 | NOB
61-180-TT-050M | FBR CBL SM 3MM SC/SC SIMPLEX 50M | STORM |  | 1 | NEW
616C-120F | C.O. CABLE 28 PAIR 22 AWG SHLD 120F | SUPERIOR |  | 2 | NEW
621146-000-001 | T1 PCM REPEATER | ITT TEL |  | 2 | REF
644-0009-001 | I02 1648SM RECEIVER ACCESS RAC101 | ALCATEL |  | 2 | REF
644-0010-001 | I03 1648SM TRANSMTR ACCESS TAC101 | ALCATEL |  | 2 | REF
644-0013-001 | I02 1648SM TRIBUTARY TRANSV TCVR101 | ALCATEL |  | 8 | REF
644-0020-001 | I06 1648SM OPTICAL RECEIVER OCR201 | ALCATEL |  | 2 | REF
644-0028-001 | I02 1648SM LINE SHLF PWR SUP PSU101 | ALCATEL |  | 1 | REF
644-0030-002 | I03 1648SM POWER SUPPLY MOD PSU202 | ALCATEL |  | 4 | REF
663-10ND24 | +24V TO -48V DC CONVERTER SHELF | LNGE PWR |  | 5 | REF
6638-1-384-65/12EV | KIT POTS/ DSL 200PR PROTECTED | ADC |  | 2 | NEW
6638-1-384-90/12EV | PNL VDSL AND DSL 200PR PROT DBL STB | ADC |  | 2 | NEW
6652211300 | MNT FRM 25HX24WX4.5D 4POS 85/105 | ADC |  | 2 | NEW
67840 | 1 1/2"HW #4 CONDU HNGER W NUT/BOLT | HALEX |  | 9 | NEW
67850 | 2" EMT/HW #5 CONDU HNGER W NUT/BOLT | HALEX |  | 22 | NEW
694-0184-002 | ALCATEL CABLE ASSY SYNC MID 66" | ALCATEL |  | 1 | REF
694-0184-003 | ALCATEL CABLE ASSY SYNC LOWE 78" | ALCATEL |  | 1 | REF
694-0189-016 | ALCATEL CABLE ASSY W/BNC CONN 16" | ALCATEL |  | 1 | REF
694-0189-044 | ALCATEL CABLE ASSY W/BNC CONN 44" | ALCATEL |  | 1 | REF
694-0189-056 | ALCATEL CABLE ASSY W/BNC CONN 56" | ALCATEL |  | 1 | REF
694-2040-001 | CHANNEL CABLE SUPPORT | ALCATEL |  | 1 | REF
694-3643-353 | RACK BASE KIT 1631-SX WITHOUT AC | ALCATEL |  | 8 | NEW
694-3643-355 | KIT RACK TRIM 1631-SX WITH AC | ALCATEL |  | 2 | NEW
694-8377-002 | TERMINATION PLUG 163X SX | ALCATEL |  | 20 | NOOB
694-9233-004 | CABLE ASSY CONNZD 4FT 1631 SX | ALCATEL |  | 7 | NEW
694-9233-204 | CABLE ASSY CONNZD 3FT 163X SX | ALCATEL |  | 1 | NEW
694-9233-235 | CABLE ASSY CONNZD 35FT 163X SX | ALCATEL |  | 4 | NEW
694-9233-240 | CABLE ASSY CONNZD 40FT 163X SX | ALCATEL |  | 4 | NEW
694-9233-245 | CABLE ASSY CONNZD 45FT 163X SX | ALCATEL |  | 2 | NEW
694-9233-255 | CABLE ASSY CONNZD 55FT 163X SX | ALCATEL |  | 2 | NEW
694-9233-260 | CABLE ASSY CONNZD 60FT 163X SX | ALCATEL |  | 2 | NEW
694-9233-265 | CABLE ASSY CONNZD 65FT 163X SX | ALCATEL |  | 2 | NEW
694-9233-275 | CABLE ASSY CONNZD 75FT 163X SX | ALCATEL |  | 2 | NEW
694-9233-280 | CABLE ASSY CONNZD 80FT 163X SX | ALCATEL |  | 2 | NEW
695-6212-001 | 1648-SM TRIBUTARY SHELF | ALCATEL |  | 2 | REF
695-6214-002 | 1648SM COMM SUBSYSTEM SHELF | ALCATEL |  | 1 | REF
695-7062-221 | CABLE LABEL KIT 163X SX | ALCATEL |  | 1 | NEW
695-7062-222 | CABLE LABEL KIT CLOCK | ALCATEL |  | 1 | NEW
695-7062-223 | CABLE LABEL KIT CLOCK | ALCATEL |  | 1 | NEW
695-7062-224 | CABLE LABEL KIT 163X SX | ALCATEL |  | 1 | NEW
695-7071-108 | CABLE ASSY CLOCK W/CONN 108" | ALCATEL |  | 1 | REF
695-7074-098 | CABLE ASSY CLOCK W/CONNECTORS 98" | ALCATEL |  | 4 | NEW
695-7080-301 | S136 SUBRACK 1631-SX W/CABLE KIT | ALCATEL |  | 1 | NOB
695-7150-001 | CABLE ASSY CLOCK CABLES W/CONN | ALCATEL |  | 1 | NEW
695-7151-001 | CABLE ASSY CLOCK CABLES W/CONN | ALCATEL |  | 1 | REF
695-7684-250 | CABLE ASSY CLOCK W/CONN 250" | ALCATEL |  | 16 | NEW
695-7684-400 | CABLE ASSY CLOCK W/CONNECTRS 400" | ALCATEL |  | 2 | NEW
695-7716-021 | FRONT DOOR FBR ACCESS 1631-SX | ALCATEL |  | 7 | NOB
695-7734-010 | FBR CABLE OFNP SM SINGL SC/SC 10M | ALCATEL |  | 3 | NEW
695-7734-010 | FBR CABLE SM RA SC(NG)/SC(NG) 10M | ALCATEL |  | 2 | NEW
695-7747-056 | ALCATEL CABLE ASSY W/CONN 56IN | ALCATEL |  | 6 | REF
695-7747-064 | ALCATEL CABLE ASSY W/CONN 64" | ALCATEL |  | 2 | REF
695-7747-084 | ALCATEL CABLE ASSY W/CONN 84IN | ALCATEL |  | 5 | REF
695-7747-096 | ALCATEL CABLE ASSY WCONN 96IN | ALCATEL |  | 2 | REF
695-7770-010 | FBR CABLE RISER SM RA SC/SC 10M | ALCATEL |  | 14 | NEW
695-7770-025 | FBR CABLE RISER SM RA SC/SC 25M | ALCATEL |  | 4 | NEW
695-7770-030 | FBR CABLE RISER SM RA SC/SC 30M | ALCATEL |  | 24 | NEW
695-7770-035 | FBR CABLE RISER SM RA SC/SC 35 M | ALCATEL |  | 68 | NEW
695-7770-055 | FBR CABLE SM RA SC/SC 55METERS | ALCATEL |  | 12 | NEW
695-7770-060 | FBR CABLE SM RA SC/SC 60 METERS | ALCATEL |  | 6 | NEW
695-7770-080 | FBR CABLE RTAN SM SC(NG)/SC(NG) 80M | ALCATEL |  | 25 | NEW
695-7778-027 | FBR CABLE SM DUAL ST/ST90 1.93 M | ALCATEL |  | 1 | NEW
695-7778-028 | FBR CABLE SM DUAL ST/ST90 1.98 M | ALCATEL |  | 1 | NEW
695-7778-029 | FBR CABLE SM DUAL ST/ST90 2.03 M | ALCATEL |  | 1 | NEW
695-7778-030 | FBR CABLE SM DUAL ST/ST90 2.08 M | ALCATEL |  | 1 | NEW
695-7778-031 | FBR CABLE SM DUAL ST/ST90 2.13 M | ALCATEL |  | 1 | NEW
695-7778-032 | FBR CABLE SM DUAL ST/ST90 2.18 M | ALCATEL |  | 1 | NEW
695-7778-033 | FBR CABLE SM DUAL ST/ST90 2.10 M | ALCATEL |  | 1 | NEW
695-7778-039 | FBR CABLE SM DUAL ST/ST90 2.21 M | ALCATEL |  | 1 | NEW
695-7778-040 | FBR CABLE SM DUAL ST/ST90 2.26 M | ALCATEL |  | 1 | NEW
695-7778-041 | FBR CABLE SM DUAL ST/ST90 2.31 M | ALCATEL |  | 1 | NEW
695-7778-042 | FBR CABLE SM DUAL ST/ST90 2.36 M | ALCATEL |  | 1 | NEW
695-7778-043 | FBR CABLE SM DUAL ST/ST90 2.41 M | ALCATEL |  | 1 | NEW
695-7778-044 | FBR CABLE SM DUAL ST/ST90 2.48 M | ALCATEL |  | 1 | NEW
695-7778-045 | FBR CABLE SM DUAL ST/ST90 2.38 M | ALCATEL |  | 1 | NEW
695-7778-046 | FBR CABLE SM DUAL ST/ST90 2.33 M | ALCATEL |  | 1 | NEW
695-7778-079 | FBR CABLE SM DUAL RA SC/SC 2.13 M | ALCATEL |  | 10 | NEW
695-7778-080 | FBR CABLE DUPLEX SM RA SC/SC 2M | ALCATEL |  | 15 | NEW
695-9643-003 | 1648 SM AIR DEFLECTOR 3 INCR BAFFLE | ALCATEL |  | 2 | REF
6H0 B | SC #0 3/8";1/2"RGD/1/2"EMT HNGR N/B | THOMASBETT |  | 5 | NEW
700-02609-02 | CISCO 6 FAN TRAY ASSEMBLY DC | CISCO |  | 1 | REF
7010A | X/Y RECORDER HP-7010A, SCI-ATL 4673 | HP |  | 1 | REF
70G-1/2A | 1/2 AMP INDICATING FUSE 5-PACK | BUSSMANN |  | 48 | NEW
710-8401-0005 | BB DS3 REPEATER MODULE DUPLEX | TELECT |  | 2 | REF
7115A-01ME00ARD | CISCO/PIRELLI BATTERY MODULE | CISCO |  | 16 | REF
716MB12X | 7/16" EUPEN DIN MALE RF CONNECTOR | EUPEN |  | 34 | NEW
716MBL12X | 7/16" EUPEN DIN MALE 90 DEG RF CONN | EUPEN |  | 45 | NEW
716MR-SCF12-071 | RFS 7/16" DIN MALE CONN 90 1/2" | RFS |  | 3 | NEW
72-0791-01 | CISCO CABLE MALE V35 DTE 10FT | CISCO |  | 1 | REF
72-1428-01 | CABLE, SERIAL V.35 DTE 10 FT | CISCO |  | 1 | REF
730-0114 | BATTERY UNIT 48 VOLT | CAC |  | 2 | NOOB
735A24-145 | CABLE DS3/DS4 24C26 SHIELDED 145FT | LUCENT |  | 1 | NEW
740-011613 | GBIC SFP TRANSCEIVER MODULE | JUNIPER |  | 4 | REF
740-011782 | JUNIPER SFP | JUNIPER |  | 1 | REF
740-011783 | 1000BASE-LX SFP TRANSCEIVER | JUNIPER |  | 1 | REF
740-0240 | 8B ADIT 600 FXS CARD | CAC |  | 11 | REF
74F-20 | FAST-ACTING CYLIND FUSE 20AMP 60VDC | BUSSMANN |  | 180 | NEW
7840K43 | CORRUGATED SPLIT TUBING 1/2" 8' GRY | RYOR |  | 39 | NEW
7840K44 | CORRUGATED SPLIT TUBING 5/8" 8' GRY | RYOR |  | 40 | NEW
78HC | 7/8" CLIP HANGER 10 PACK | SITEPRO1 |  | 2 | NOOB
7RFP-5NPW | DSX RACK FILLER PNL KIT 7FT X 5IN | ADC |  | 1 | NEW
800-01633-02 | CATALYST 5509 SERIES BLANK SLOT CVR | CISCO |  | 3 | REF
800-03279-04B0 | T1 DSU/CSU SYSTEMS ROUTER WIC BOARD | CISCO |  | 1 | NOOB
800B1-A1 | 50 CKT DSX1 CONN BLOCK CC:104198247 | LUCENT |  | 1 | NOB
81036-550203 | CONN HEADER R/A 36POS 1.27MM | 3M |  | 18 | NEW
815396-903 | JUMPER LCF12 DM-DM FF 3FT | RFS |  | 311 | NEW
822-0115-001 | I01 1648SM SYNCHRONIZER SYNC201 | ALCATEL |  | 2 | REF
8425-8 | 3M COLD SHRINK EPDM CONNECTOR INSUL | 3M |  | 831 | NEW
845506732 | COMMSCOPE WIRE WRAP BLOCK | COMMSCOPE |  | 6 | NEW
847 | 2" CHASE NIPPLE BOX OF 5 | THOMASBETT |  | 82 | NOB
847344561 | ASSY-BKPLN OPTICAL LINE | ALCATEL |  | 4 | NOB
848363792 | LOAD SHUNT ASSY | TYCO |  | 1 | NEW
848379640 | CBL ASSY RADIO SYST CONNZD 32FT | LUCENT |  | 198 | NEW
848548327 | DS1 CBL ASSY SET IN/OUT 24GA 50FT | LUCENT |  | 1 | NEW
848548335 | DS1 CBL ASSY SET IN/OUT 24GA 100 FT | LUCENT |  | 1 | NEW
848549598 | MISC DISCRETE CABLE ASSY 50FT | LUCENT |  | 1 | NEW
848778122CA1-16FT | DMX ETHERNET CABLE 2 LINES 1-12 16F | LUCENT |  | 1 | NEW
848778148 | 1665 DMX ETHERNET CABLE SET 150FT | LUCENT |  | 1 | NEW
848839577-3FT | ADM, DMX/T MISC DISC STRGHT CON 3FT | LUCENT |  | 1 | REF
848840609 | CABLE ASSY-RD SYSTMS CONNZD 18" | LUCENT |  | 1 | NEW
848841813 | LUCENT DMX SHELF POWER CABLE BLUE | LUCENT |  | 1 | NEW
848841821-4FT | LUCENT DMX SHLF PWR CBL RED 4FT EA | LUCENT |  | 1 | NEW
848841839 | LUCENT DMX POWER CABLE SET 12FT EA | LUCENT |  | 1 | NEW
848841839-5FT | LUCENT DMX POWER CABLE SET 5FT EA | LUCENT |  | 1 | NEW
848846564 | CABLE ASSY POWER ADAPTER 12" | LUCENT |  | 1 | NEW
848861332 | 19IN MNT BRK KIT FR DMXTEND SHLF | ALCATEL |  | 3 | NEW
848869269 | CABLE/PLUG ASSY 4-WIRE 120V AC 12FT | LUCENT |  | 1 | NEW
848917654 | ASSEMBLY COVER PORT HOLE 8X8 INCHES | LUCENT |  | 1 | NEW
848923280 | 1665 DMX ETHERNET CABLE SET 35FT | LUCENT |  | 1 | NEW
848979399 | MISC DISCRETE CABLE ASSY 15FT | LUCENT |  | 1 | NEW
849002290 | LABEL FOR PDP-II-48VDC | ALCATEL |  | 200 | NEW
849005152 | BACKPLANE | ALCATEL |  | 1 | NOB
849011804 | 19IN MNT BRK KIT FR DMXTEND SHLF | ALCATEL |  | 1 | NEW
849039946 | CABLE ASSY PWR CONNZD 36" | LUCENT |  | 1 | NEW
849041017-CA1 | DS3 24-PK CBL-1 ASSY OUT 150' | LUCENT |  | 1 | NEW
849041595 | HYBRID DS1/DS3 CBL ASSY SET 50' | LUCENT |  | 1 | NEW
849072848 | FBR CABLE DUAL LC/LC OUTDOOR 15 M | ALCATEL |  | 297 | NEW
849072855 | FBR CBL DUAL LC 9/125 LSFH JACK 31M | ALCATEL |  | 41 | REF
849088877 | POWER CABLE ASSY 1AWG 600V RED 14' | LUCENT |  | 2 | NEW
849088885 | POWER CABLE ASSY 1AWG 600V BLK 14' | LUCENT |  | 2 | NEW
849090915 | FBR CABLE DUAL LC/UPC:LC/UPC 50M | ALCATEL |  | 26 | NEW
849090956 | FBR CABLE DUAL LC/UPC 45DEG 15METER | ALCATEL |  | 9 | NEW
849099833 | FBR CABLE DUAL LC/DPX;LC/DPX 5 FT | ALCATEL |  | 33 | NEW
849106372 | FBR CABLE DUAL LC/LC 45DEG 5 METER | ALCATEL |  | 1582 | NEW
849110044 | 9412 ENODEB POWER DISTRIBUTION ASSY | ALCATEL |  | 37 | NEW
849121231 | FBR CABLE DUAL LC/LC 45DEG 4 METER | ALCATEL |  | 2548 | NEW
849125414 | FBR RISER CABLE DUAL LC/LC SM 200M | OFS |  | 53 | NEW
849125455 | FBR CABLE LC/LC OUTDOOR SUN RES 27M | ALCATEL |  | 26 | NEW
849125463 | FBR CABLE LC/LC 2X9/125 LSFH 85M | ALCATEL |  | 3 | NEW
849131719 | CABLE ASSY ALM CONNZD 15FT | LUCENT |  | 1 | NEW
849131727 | CABLE ASSY ALM CONNZD 15FT | LUCENT |  | 1 | NEW
84914679 | CONDUIT BOX FIBER CABLE KIT | ROSENBERGR |  | 32 | NEW
849156989 | GASKET | LUCENT |  | 251 | NEW
849160882 | CABLE ASSY-S ALM CONNZD 96FT 3COND | LUCENT |  | 1 | NEW
849161005 | BOX, CABLE ALUMINUM | RYOR |  | 40 | NEW
849174487 | FOSM 4.8 LEAD FULLAXS LC-LC 50 M | ALCATEL |  | 5 | NEW
8650-0467-03 | EMAX 150 PR PROT MS2 TERM BLOCK | AFC |  | 2 | NEW
89073-199LF | CONN HEADER 24POS PCB | FCI |  | 378 | NEW
89E1E-128 | CC# 104024757 TERM BLK CONNG 128 | AVAYA |  | 9 | NEW
89F1F-100 | 8X25 TERMINAL BLOCK CC 104024773 | LUCENT |  | 7 | NEW
8DG08260AB | NAR LOWER BAFFLE UNIT 14" W/FILTER | ALCATEL |  | 20 | NEW
8WD-B | 8-CHANNEL WAVELENGTH DEMULTIPLEXER | CISCO |  | 4 | REF
8WM-B | 8-WAY WAVELGNTH MLTIPLXR BLUE BAND | CISCO |  | 4 | REF
90-0412-68/A | 3630 R5.3 T1 100-240VAC SYS W/ SLDR | ALCATEL |  | 1 | NOB
90-0466-01/A | 48V LINE VOLTAGE MODULE 109726547 | ALCATEL |  | 2 | NOB
90-0555-16 | CABLE AMP CHAMP 25P M90/F180 DEG 4M | ALCATEL |  | 93 | NOB
90-1583-03 | SWITCH HSPS-2 CBL 25FT | ALCATEL |  | 1 | NEW
90-2542-02 | MAU PRI WIRE WRAP 90-2542-02-00-B | ALCATEL |  | 116 | NOB
90-2693-01 | DUAL E1 CD 3 DISTRIBUTION CABLE 6FT | ALCATEL |  | 98 | NOB
90-6398-02 | DIST PNL 32 PORT T43 FRONT ACCESS | ALCATEL |  | 2 | NOB
9000SMDD | WIRELESS 900MHZ INTEG SUBSC UNIT | MOTOROLA |  | 1 | NOB
901 | 2 1/2" SR 90 DEG ELBOW SHURJOINT | SHURJOINT |  | 19 | NOOB
901-00118 | MP-8200-BSU-US TSUNAMI BASE STATION | PROXIM |  | 4 | NOB
901-00123 | MP-8200-SUA-US TSUNAMI SUBSCRIBER | PROXIM |  | 8 | NOB
901-00136 | TSUNAMI MP-820-SUA-50+ | PROXIM |  | 2 | NOB
904CB | PWR TAP 15A 125V 60HZ CONT DUTY | SL WABER |  | 2 | NEW
905284 | 90DEG COMP LUG 1/4''STD 3/8''SPCNG | THOMASBETT |  | 20 | NEW
91530 | 1/2"-NM FLEX/EMT COMBINATION COUPLI | HALEX |  | 2 | NEW
91531 | 1/2"-1/2" EMT/FLEX COMBINATION COUP | HALEX |  | 1 | NEW
930-0200 | ACCESS NAVIGATOR EMPTY CHASSIS | CARRIERACC |  | 13 | REF
9393 | IBC BRAND CLEANER LC | USCONEC |  | 5 | NEW
9400-627 | 1000BASE-SX MM | CANOGA |  | 3 | REF
9400-728 | 1000BASE EX SM | CANOGA |  | 2 | REF
949002 | XTRM-BS-1DIV-4.9-90DS ANTENNA | WINNCOMM |  | 3 | NOB
95-050-41 | UNICAM FIBER OPTIC CONNECTOR SC MM | CORNING |  | 14 | NEW
954-SUA-US | TSUNAMI MODEL 954-R SUBSCRIBER UNIT | PROXIM |  | 1 | NOB
96151 | 1/2" EMT ONE HOLE STRAP PK OF 4 | HALEX |  | 1 | NEW
96193 | 1" RGD STEEL CONDUIT LOCKNUT | HALEX |  | 1 | NEW
96195 | 1 1/2" RGD STEEL COND LOCKNUT PKOF2 | HALEX |  | 1 | NEW
96381.1 | M40 X1.5 CABLE GRIP 6X8MM 10-PACK | CONTACLIP |  | 30 | NEW
96560 | 1/4-20 STEEL BEAM CLAMP | HALEX |  | 6 | NEW
967-0110-002 | DUPLEX SC/SC CABLE 35" | ALCATEL |  | 4 | NEW
967-0117-001 | BRACKET, FIBER OPTIC ADAPT | ALCATEL |  | 4 | NEW
98083402 | 3 PHASE 240 VAC POWER MONITOR | TIME MARK |  | 1 | NEW
9824-AG | FT-2000 ELECTRICAL LINE BUILDOUT | ALCATEL |  | 64 | NEW
A0355518 | POWER CABLE BRACKET BROWN | NORTEL |  | 1 | NEW
A0629313 | BATTERY FAILURE DETECTOR M-54/BFD | MULTITEL |  | 1 | NOB
A2F00167-01 | SC FLANGLESS ADPTR W/ 12 PK PNL | SUMITOMO |  | 20 | NEW
AA-SL | SST ANGLE ADAPTER 3/8" TAPPED HOLES | TIMES MICR |  | 20 | NEW
ACC-10314-04 | 10M REVERSE SMA F/F ANTENNA CABLE | NETGEAR |  | 1 | NEW
ACS08K | AUXILIARY CHANNEL SPLICE KIT | CENTRAL |  | 4 | NEW
ADCCB-45 | KIT STAND OFF W/ CABLE RING ASSY | ADC |  | 5 | NEW
ADCCB-7S | KIT STAND OFF BRACKET | ADC |  | 61 | NEW
ADCCB-7S | KIT STAND OFF BRACKET | ADC |  | 6 | NOOB
ADCCLMPIFC-08 | U-SHAPE TROUGH REINFORCEMENT | ADC |  | 1 | NEW
ADCCMEG12-08 | SEIS ADCCM END GUARD KIT | ADC |  | 1 | NEW
ADCCMHIB-2U | GLIDE 2RU HORIZONTAL CABLE MANAGER | ADC |  | 1 | NOB
ADCCMVESB08 | 8IN GLIDE STABILIZER | ADC |  | 25 | NEW
ADCCMVIBC06B4 | ADC HINGED COVER ASSEMBLY | ADC |  | 3 | NEW
ADCPP485800BTEL | ADC 48 PORT PATCH PANEL | ADC |  | 1 | REF
ADMW12 | BNC TO MINI-WECO RF ADAPTER | EMERSON |  | 4 | NEW
AE1001005 | BAYSTACK AN 1-PORT ETHERNET HUB | BAY NET |  | 1 | REF
AES-2-1U | ACCEDIAN 2 UNIT RACKMOUNT BRACKET | ACCEDIAN |  | 1 | NEW
AFBR-57M5APZ | SFP 2.125 GB 850NM | AVAGO |  | 1 | REF
AFBR-720XPDZ | XFP 10G-SR 850NM | AVAGO |  | 6 | REF
AFJ2402 | AUX FRAMING CHNL "T" JUNCTION | CENTRAL |  | 1 | NEW
AFJ2402C | AUXILIARY FRAMING "X" JUNCTION | CENTRAL |  | 6 | NEW
ALB-4 | 1 1/4" CONDUIT BODIES LB STYLE | REDDOT |  | 4 | NEW
AM1R-Z675-42W | 60A ALM CIRCUIT BRKR SNAP IN 1POLE | HEINEMANN |  | 2 | REF
AM1RD2AC07DA52152 | EATON 15AMP DC BULLET BREAKER | EATON |  | 1 | REF
APT-BDFDM-LWB | SURGE ARRESTOR - PLUS T SERIES | ANDREW |  | 6 | NEW
AT-4 | 1 1/4" CONDUIT BODIES T STYLE | REDDOT |  | 3 | NEW
AT-RV-75-24L | 24V RV LIIGHT WITH MOUNT 849000740 | AMERICAN T |  | 96 | NEW
AT38-15 | RJ45 PUNCH DOWN JACK 8-POS 8-CONDUC | ALLEN TEL |  | 406 | NEW
ATC-NE-E1 | OPTICAL FBR CONNECTOR CLEANER MU LC | NTTAT |  | 30 | NEW
ATM10 | AMPTRAP 10 AMP FUSE | FERRAZSHAW |  | 9 | REF
ATM25 | AMPTRAP 25 AMP FUSE | FERRAZSHAW |  | 2 | REF
ATM30 | AMPTRAP 30 AMP FUSE | FERRAZSHAW |  | 2 | REF
AUX-0X0284 | AUX PANEL DS1-ACCESSORIES | ADC |  | 2 | NEW
AUX-D001RP | REAR RING PANEL FOR DSXI 84 | ADC |  | 3 | NEW
AUX-D001RP | REAR RING PANEL FOR DSXI 84 | ADC |  | 1 | REF
AWE-A12-C | WEATHERSHIELD ENCLOSURE 1/2" CBL | ANDREW |  | 6 | NEW
AXP18-80-0 | X-POL ANTENNA 69" 1710-2170MHZ | CSSANTENNA |  | 2 | NEW
AXP18-80-4 | X-POL ANTENNA 69" 1710-2170MHZ | CSSANTENNA |  | 2 | NEW
AXP19-60-0 | X-POL ANTENNA 69.1" 1710-2170 MHZ | CSSANTENNA |  | 2 | NEW
AXP19-60-2 | X-POL ANTENNA 69.1" 1710-2170 MHZ | CSSANTENNA |  | 2 | NEW
B116-32ZN | 9/16" THREE HOLE SUPPORT BRACKET | COOPER B |  | 2 | NEW
B205ZN | CHANNEL END CAP TYPE X ZINC PLATED | COOPER B |  | 4 | NEW
B230ZN | 9/16" STRUT 90DEG CORNER ANGLE BRKT | COOPER B |  | 1 | NEW
B372ZN | 9/16"-1 1/2"TWOHOLE ADJ 90DEG ANG B | COOPER B |  | 1 | NEW
B822 | PLASTIC END CAP FOR 1-5/8" CHANNEL | COOPER B |  | 4 | NEW
BAB2030 | QUICKLAG CIRCUIT BREAKER 30A 2-POLE | CUTLERHAMM |  | 2 | REF
BAF-3 | BUSS FUSE 3 AMP FUSE | BUSSMANN |  | 4 | REF
BBA-10G | CISCO/PIRELLI BLUE BAND BOOSTER AMP | CISCO |  | 3 | REF
BC-UAI-6-T3 | IGX T3 INTERFACE BK CARD | CISCO |  | 1 | REF
BC2000-A87-10VV | VALERE POWER SYSTEM CONTROLLER | VALERE |  | 1 | NOOB
BC2000-A87-10VV | VALERE POWER SYSTEM CONTROLLER | VALERE |  | 1 | REF
BC2000-A96-10VV | VALERE POWER SYSTEM CONTROLLER | ELTEK |  | 1 | NOOB
BC500-A01-10 | VALERE POWER SYS CONT | VALERE |  | 2 | REF
BFGR62256OCP | GEFORCE 6200 VIDEO CARD | BFG TECH |  | 1 | REF
BGXZ-60NFNF-CNS | IMPULSE SUPPRESSOR 1.75-400 MHZ | POLYPHASER |  | 2 | NEW
BH-12 | BTRFLY HNGR 1/2" COAX CBL 10-KIT | TIMES MICR |  | 3 | NEW
BNC-1 | BNC STRT PLUG 734 1505A 9100 | ADC |  | 3 | NEW
BNC-1N-BSC | BNC STRT PLUG 75 OHM 734BSC | ADC |  | 45 | NEW
BNC-3AN-BSC | BNC STRT PLUG 75 OHM 735 BU KIT | ADC |  | 1 | NEW
BNC-8 | BNC STRT PLUG 75 OHM 1694A, 1694 | ADC |  | 4 | NEW
BOS6250-48 | TWO OS6250-24 UNITS OMNISWITCH 6250 | ALCATEL |  | 2 | NOB
BV-3100-DC | BV-3100 VERIFIER | EXFO |  | 1 | NOB
C063770B-006 | 1 COUNT FBR CBL 6 FT SC/SC CONN | CABLE |  | 1 | NEW
C063770B-007 | 1 COUNT FBR CBL 7 FT SC/SC CONN | CABLE |  | 1 | NEW
C063770B-02.5 | 1 COUNT FBR CBL 2.5 FT SC/SC CONN | CABLE |  | 1 | NEW
C063770B-030 | 1 COUNT FBR CBL 30 FT SC/SC CONN | CABLE |  | 7 | NEW
C141246B-014 | 2 COUNT FBR CBL 14 FT SC/SC CONN | CABLE |  | 2 | NEW
C141246B-050 | 2 COUNT FBR CBL 50 METERS SC/SC | CABLE |  | 4 | NEW
C178425B-020 | 1 COUNT FBR CBL 20 FT SC CONN | CABLE |  | 1 | NEW
C195-NMNM-M7-MKIT | 2.297 FT BRAIDED CABLE ASSEMBLY | ANDREW |  | 4 | NEW
C20428.028 | 10KVA 8KW 48V OUTDOOR POWER CABINET | ELTEK |  | 1 | NOB
C213712B-025 | 1 COUNT FBR CBL 25 METERS SC/LC | CABLE |  | 4 | NEW
C2YL6 | 2" DUCT COVER FOR S2X2YL6NM | PANDUIT |  | 2 | NEW
C4LG6 | DUCT COVER 4" W X 6' L PVC LT GREY | PANDUIT |  | 31 | NEW
C52 | FLAG TERMINAL NON-INSUL 12–10AWG #8 | THOMASBETT |  | 144 | NEW
CA1-X0-07-804-AX1-MF | 5 AMP BULLET BREAKER 80 VDC 1 POLE | CARLING |  | 7 | REF
CA1-X0-07-805-AX1-MF | 10 AMP BULLET BREAKER 80 VDC 1 POLE | CARLING |  | 5 | REF
CA1-X0-07-806-AX1-MF | 15 AMP BULLET BREAKER 80 VDC 1 POLE | CARLING |  | 1 | REF
CA1-X0-07-807-AX1-MF | 20 AMP BULLET BREAKER 80 VDC 1 POLE | CARLING |  | 15 | REF
CA1-X0-09-577-A21-MG | 60 AMP BULLET BREAKER 80 VDC 1 POLE | CARLING |  | 27 | REF
CA1-X0-11-509-AX1-MF | 20 AMP BULLET BREAKER 80 VDC 1 POLE | CARLING |  | 16 | REF
CA1-X0-11-513-AX1-MF | 40 AMP BULLET BREAKER 80 VDC 1 POLE | CARLING |  | 20 | REF
CA1-X0-16-039-A21-MJ | 40 AMP BULLET BREAKER 80 VDC 1 POLE | CARLING |  | 4 | REF
CA1-X0-16-040-A21-MJ | 50 AMP BULLET BREAKER 80 VDC 1 POLE | CARLING |  | 3 | REF
CA1-X0-16-042-A21-MJ | 30 AMP BULLET BREAKER 1 POLE 116671 | CARLING |  | 6 | REF
CA1-X0-16-042-A21-MJ | 30 AMP BULLET BREAKER 80 VDC 1 POLE | CARLING |  | 6 | REF
CA1-X0-16-043-A21-MJ | 100 AMP BULLET BREAKER 80VDC 118159 | CARLING |  | 308 | REF
CA1-X0-16-044-A21-MJ | 10 AMP BULLET BREAKER 80 VDC 1 POLE | CARLING |  | 7 | REF
CA1-X0-18-061-A21-MJ | 100 AMP BULLET BREAKER 80VDC 1 POLE | CARLING |  | 33 | REF
CA1-X0-18-175-A21-MJ | 40 AMP BULLET BREAKER 80 VDC 1 POLE | CARLING |  | 1 | REF
CA1-X0-18-265-A21-MJ | 20 AMP BULLET BREAKER 80 VDC 1 POLE | CARLING |  | 1 | NEW
CA1-X0-18-265-A21-MJ | 20 AMP BULLET BREAKER 80 VDC 1 POLE | CARLING |  | 27 | REF
CA1-X0-18-268-A21-MJ | 80 AMP BULLET BREAKER 80 VDC 1 POLE | CARLING |  | 19 | REF
CA1-X0-18-268-A21-MJ | 80 AMP BULLET BREAKER 80VDC 118162 | CARLING |  | 39 | REF
CA210203104-4FT | I05 ELTEK ALARM CABLE 4 FT | ELTEK |  | 1 | REF
CAB-DSU-RJ45 | DSU/CSU RJ45/RJ45 ROUTER CABLE 6' | CISCO |  | 1 | NEW
CAB4105DG | CABLE BRACKET 6" DG | CENTRAL ST |  | 15 | NEW
CAF2902 | AUX FRAMING CONNECTOR KIT | CENTRAL |  | 19 | NEW
CC109163275 | QS831D FAN TRAY | GE |  | 1 | NOOB
CC12 | CORNER CLAMP KIT 1.5 STRINGER | CENTRAL |  | 24 | NEW
CCSCF3029-100 | TRANSITION NETWORKS MEDIA CONVERTER | TRANSITION |  | 1 | REF
CD-9002-W | CHANNEL DELETION FILTER CH 3 | PCITECH |  | 1 | REF
CD3-1 | CRIMP DIE FOR CT5 213 .178 | TROMPETER |  | 1 | NEW
CD3-2 | CRMP DIE CT5 2A-.324 2B-.255 | TROMPETER |  | 1 | NEW
CD3-3 | COAX CRMP DIE CT5 3A-.344 3B-.290 | TROMPETER |  | 1 | NEW
CELHPK111RS4325372 | AIRPAX 200 AMP BULLET BREAKER 2 POL | AIRPAX |  | 8 | REF
CELPB111REC437147150 | 150A DC PARALLEL POLE CIRCUIT BRKR | AIRPAX |  | 2 | REF
CELPK111REC4R3308617 | CELPK11-1REC4R-33086-175 BREAKER | AIRPAX |  | 1 | REF
CERB1-39985-60-T | AIRPAX CIR BRKR MAG HYDR LEV AC/DC | SENSATA |  | 6 | REF
CFDFR | H TAP FLAME RETARDENT COVER | BURNDY |  | 18 | NEW
CFMFF1314-200 | SM TO MM FIBER MEDIA CONVERTER | TANSITION |  | 2 | NOB
CFMFF1314-200 | SM TO MM FIBER MEDIA CONVERTER | TANSITION |  | 2 | REF
CH-50 | 1/2"EMT;3/8"EW;1/2"RGD HNGR W/NUT/B | GARVIN |  | 6 | NEW
CK-5482-H-4-GY-500 | PWR CBL 4AWG 600V CLOTH GREY 500FT | ROMEC |  | 1 | NEW
CLB230BLK | 23" CABLE LABELING BRKT | CENTRAL ST |  | 2 | NEW
CLT150F-X4-5F | CORRU LOOM TUBING SLT WALL 1.5"X5' | PANDUIT |  | 1 | NEW
CLT188F-C4-15F | CORRU LOOM TUBE SLIT WALL 1.88"X15' | PANDUIT |  | 1 | NEW
CLT50F-C4-50F | CORRU LOOM TUBING SLIT WALL .5"X50' | PANDUIT |  | 1 | NEW
CLT50F-C4-60F | CORRU LOOM TUBING SLIT WALL .5"X60' | PANDUIT |  | 1 | NEW
CLT50F-C4-8F | CORRU LOOM TUBING SLIT WALL .5"X8' | PANDUIT |  | 1 | NOOB
CLT75F-C3-10F | CORRU LOOM TUBNG SLIT WALL .75"X10' | PANDUIT |  | 6 | NEW
CLT75F-C3-15F | CORRU LOOM TUBNG SLIT WALL .75"X15' | PANDUIT |  | 6 | NEW
CLT75F-C3-20F | CORRU LOOM TUBNG SLIT WALL .75"X20' | PANDUIT |  | 3 | NEW
CLT75F-C3-5F | CORRU LOOM TUBNG SLIT WALL .75"X5' | PANDUIT |  | 9 | NEW
CLT75F-C3-85F | CORRU LOOM TUBING SLT WALL .75"X85' | PANDUIT |  | 1 | NEW
CLT75F-C4-11F | CORRU LOOM TUBNG SLIT WALL .75"X11' | PANDUIT |  | 1 | NEW
CLT75F-C4-5F | CORRU LOOM TUBNG SLIT WALL .75"X5' | PANDUIT |  | 12 | NEW
CLX-100-00414 | PLUG-IN ASSY FC, FIBER DISTR PANEL | CALIX |  | 1 | NOOB
CLX-100-00442 | PLUG-IN ASSY SC, FIBER DISTR PANEL | CALIX |  | 1 | NOOB
CM1007-DBPXBC-001 | DIPLEXER CROSSBAND COMBINER | POWERWAVE |  | 82 | NEW
CMB-P-19 | POWER WORKS CABLE MANAGEMENT BAR | ADC |  | 3 | NEW
COSF96S2R008 | ADSL 96CHN POTS SPLT SHLF 24POS 23" | SIECOR |  | 1 | REF
COSJBT096 | ADSL TEST ACCESS SHELF | SIECOR |  | 1 | REF
CP80-24VDC | 8 PORT ETHERNET SWITCH 10/100 | GARRETCOM |  | 15 | F/S
CPT-50-48A-LIC | CPT 50 W/ 11 PORTS LICENSE 48V ANSI | CISCO |  | 1 | REF
CR155215A3939015V | AIRPAX 15A CIRCUIT BREAKER SNAPAK | AIRPAX |  | 1 | REF
CR50581 | 5/8" TROD/11/16"D HANGER BRACKET KT | BAILIWICK |  | 79 | NEW
CS000812B-125FT | 2 COUNT FBR CBL 125FT LC/SC CONN | CABLE |  | 1 | NEW
CS001104B-020 | 1 COUNT FBR CBL 20M LC/SC CONN | CABLE |  | 1 | NEW
CS001105B-010 | 4 COUNT FBR CBL 10M LC/SC CONN | CABLE |  | 1 | NEW
CS001105B-017 | 4 COUNT FBR CBL 45 FT LC/SC CONN | CABLE |  | 1 | NEW
CS003151-0028 | 72 COUNT FBR CBL 28M LC/SC CONN | CABLE |  | 1 | NEW
CS004989-0008FT | DUAL FBR CBL W/DUAL SC/SC ENDS 8FT | CABLE |  | 70 | NEW
CS005004-0010FT | 1 COUNT FBR CBL 10 FT LC/SC CONN | CABLE |  | 1 | NEW
CS005018-0095FT | 2 COUNT FBR CBL 95 FT LC/SC CONN | CABLE |  | 49 | NEW
CS005018-0100FT | 2 COUNT FBR CBL DUAL LC/SC 100 FT | AFL |  | 14 | NEW
CS005018-0100FT | 2 COUNT FBR CBL DUAL LC/SC 100 FTF | AFL |  | 1 | NEW
CS005018-0105FT | 2 COUNT FBR CBL 105 FT LC/SC CONN | CABLE |  | 2 | NEW
CS005019-0100FT | FBR CABLE SM DUAL LC/LC 100FT | AFL |  | 10 | NEW
CS009884-0044FT | DUAL FBR CBL W/DUAL SC/SC ENDS 44FT | CABLE |  | 2 | NEW
CS009885-0030FT | DUAL FBR CBL W/DUAL LC/LC ENDS 30FT | CABLE |  | 2 | NEW
CS010526-0037 | FIBER CABLE MM 48-COUNT SC/STUB 37M | CABLE |  | 1 | NEW
CS011701-0075FT | FBR CABLE MM DUAL LC/SC 50/125 75F | AFL |  | 10 | NEW
CS011702-0100FT | FBR CABLE MM DUAL LC/LC 50/125 100F | AFL |  | 3 | NEW
CS7-0-6 | ALUMINUM CABLING SECTION 84H"X6W" | METAL-TECH |  | 4 | NOB
CT1-B2-34-630-321-C | 30 AMP BOLT IN BREAKER | CARLING |  | 4 | REF
CT1-X0-04-135-321-C | 30 AMP BOLT IN BREAKER | CARLING |  | 16 | REF
CT1-X0-18-076-A11-MJ | 100 AMP DC BULLET BREAKER | CARLING |  | 1 | REF
CTB0991ZY | CABLE TIE BAR KIT (12+24) ZY | CENTRAL ST |  | 3 | NEW
CTB1901 | CABLE TIE BAR KIT (12+24) ZY | CENTRAL ST |  | 4 | NEW
CTBK | CABLE TIE BRACKET KIT | METAL-TECH |  | 15 | NEW
CW-8124-B | SLOT LOAD CD/DVD PATA/IDE | PANASONIC |  | 1 | REF
CX008KCBV9YPI6-1050F | HYBRID FIBER CBL PLENUM 6FBR/2AWG18 | OCC |  | 1 | NEW
CX008KCBV9YPI6-2100F | HYBRID FIBER CBL PLENUM 6FBR/2AWG18 | OCC |  | 1 | NEW
CX008KCBV9YPI6-528F | HYBRID FIBER CBL PLENUM 6FBR/2AWG18 | OCC |  | 1 | NEW
CX04-HG158LU | LACE UP HOISTING GRIP 1-5/8" CABLE | ROSENBERGR |  | 7 | NEW
D15S91C6PV00LF | D-SUB RCPT 15POS VERT PRS LOT OF 25 | FCI |  | 21 | NEW
D1M-1A1008 | DSX-1 56CIRCUIT FX PANEL | ADC |  | 1 | NEW
D6F-5-GR | 6FT REFLECTOR ASSEMBLY | COMMSCOPE |  | 1 | NEW
DC-12005-012-LC/LC | RISER FIBER CBL 4-FIBER LC/LC 12FT | GREATLAKES |  | 17 | NEW
DC-12611-025-LC/LC | RISER FIBER CBL 4-FIBER LC/LC 25FT | GREATLAKES |  | 42 | NEW
DC-12611-050-LC/LC | RISER FIBER CBL 4-FIBER LC/LC 50FT | GREATLAKES |  | 91 | NEW
DC-12611-075-LC/LC | RISER FIBER CBL 4-FIBER LC/LC 75FT | GREATLAKES |  | 13 | NEW
DCC2488/110A5E-R | OCC 24 PORT CAT5E PATCH PANEL | OCC |  | 4 | NOB
DCC4888/110A5E-R | OCC 48 PORT CAT5E PATCH PANEL | OCC |  | 4 | NOOB
DCU-W-N-0150-B | DISPERSION COMPENSATION UNIT | CISCO |  | 2 | REF
DCU-W-N-0200-B | DISPERSION COMPENSATION UNIT | CISCO |  | 2 | REF
DCU-W-N-0300-R | DISPERSION COMPENSATION UNIT | CISCO |  | 4 | REF
DIN-48CPC-CES70369 | DIN 41612 CONNECTORS 48P DIN | 3M |  | 86 | NEW
DJSP2LG-Q | DUCT JOINING STRIP PRE CUT PK OF 25 | PANDUIT |  | 1 | NEW
DLM-BLANK-A | DIGITAL LINE MODULE BLANK | INFINERA |  | 1 | REF
DRW#BS70008T | DS1 PATCH PANEL | TBD |  | 2 | REF
DSX-4B-M-W | DS3 XCONN BNC CARD | ADC |  | 9 | NEW
DSX-4J-4H | 3 POSITION DS3 PANEL | ADC |  | 1 | REF
DSX-CEV-56 | 56 TERM, CRS-CNT PNL W/BANTAM JACKS | ADC |  | 1 | REF
DSX-XA-BB-16-PW | 16 TERMINATION CROSS AISLE PANEL | ADC |  | 1 | REF
DSX4F-24MBT-E01C | CHAS DS3 4F FX LOADED | ADC |  | 2 | NEW
DTWA-528-14 | HYPEREDGE 14 SLOT HOUSING | HYPEREDGE |  | 1 | REF
DX024KSLX9YPI6-181F | FIBER CABLE 24 FBR SM PLENUM ARMOR | OCC |  | 1 | NEW
DX35A | COAX CABLE TESTER | L-COM |  | 1 | NOB
E-501-L20 | FIBER CAB C/A SWB12 SMFC-STUB 6.22M | ADC |  | 3 | NEW
E-501-L565-A | IMP 7 FT WITH 8 INCH SPOOLS | ADC |  | 1 | NEW
E137750-AMTU-JQ10162 | NP-SHELF E137750 FRNT-END PWR SUPL | TYCO |  | 2 | REF
E154P18 | PG21 INSERT SANTOPRENE 50-PACK | CONTACLIP |  | 48 | NEW
E4X1.5LG6 | SLOTTED WALL WIRING DUCT 4"X1.5"X6' | PANDUIT |  | 45 | NEW
E940N | CARLON 4" COUPLING PVC | THOMASBETT |  | 3 | NEW
E97072-0000 | GSIC 1/2-1 5/8 GELSEAL WEATHER SHLD | TYCO |  | 6 | NEW
E977HC-CTN | 1 1/2"PLASTIC 2 HOLE STRAP 5PK | CARLON |  | 3 | NEW
EB-35B | ADC 3.5" EXTEN. BRACKET KIT BLK | ADC |  | 1 | NEW
EB115 | E/C BAR FOR 1.5 X 15'' CABLE RACK | CENTRAL |  | 1 | NEW
EB220 | E/C BAR FOR 2 X 20'' CABLE RACK | CENTRAL |  | 4 | NEW
ED1242-71G37A | J-CLIP KIT B0091627 | NORTEL |  | 1 | NEW
ED2227-30G22 | COPPER BOLT KIT HEX 3/8-16 X 1-1/2" | LUCENT |  | 10 | NOB
ED43B015 | CIRCUIT BREAKER 15A 480VAC 3-POLE | SIEMENS |  | 2 | REF
ED43B020 | CIRCUIT BREAKER 20A 480VAC 3-POLE | SIEMENS |  | 1 | REF
ED43B060 | CIRCUIT BREAKER 60A 480VAC 3-POLE | SIEMENS |  | 2 | REF
ED7C836-30-G1 | AMAS FLEXIBLE ACC SERVICE TERMINAL | LUCENT |  | 1 | REF
ED83137-30G2 | LINEAGE 2000 DISTRIBUTION PANEL | LNGE PWR |  | 8 | NOB
ED8C730-20 G15 | CABLE ASSEMBLY SET | SUPERIOR |  | 1 | NEW
ED8C730-20G10 | ALARM INTERFACE CABLE | LUCENT |  | 1 | NEW
ED8C730-20G2 | DDMPLUS OFFICE ALARM CBL ASSEM 135' | LUCENT |  | 3 | NEW
ED8C730-20G5 | DDM CABLE SET 22AWG 28PR SHLD 125' | LUCENT |  | 2 | NEW
ED8C730-20G7 | DDM CABLE SET 22AWG 28PR SHLD 50' | LUCENT |  | 2 | NEW
ED8C843-31G10 | DDM-2000 FBR REACH NARROWBAND SHELF | LUCENT |  | 2 | REF
ED8C843-31G8 | SHELF DDM 2000 FIBER REACH SYSTEM | LUCENT |  | 2 | REF
EPS-300 | 3M HEAT SHRINK TUBING 1-1/2" X 48" | 3M |  | 2 | NEW
EQUIPMENT LOT | 19IN 48 PORT 735 BNC PATCH PANEL | LOT |  | 2 | NOOB
EQUIPMENT LOT | 59498 ENMOTION AUTOMATIC TOWEL DISP | LOT |  | 1 | NEW
EQUIPMENT LOT | 66M1-50 W/25 PAIR M/F CONN CABL15' | LOT |  | 1 | REF
EQUIPMENT LOT | 734C12 DS3/DS4 12C20 SHIELDED 13FT | LOT |  | 1 | REF
EQUIPMENT LOT | COPPER BUS BAR 2-5/8 X 1-1/4" | LOT |  | 50 | REF
EQUIPMENT LOT | COPPR BUSBR 1X25" 3/16 1/2"-SPC-CTR | LOT |  | 4 | REF
EQUIPMENT LOT | COPPR BUSBR 3/4X16-1/2" 1/4 3/4"SP | LOT |  | 4 | REF
EQUIPMENT LOT | COPPR BUSBR 3X38" 1/4 1-1/4" HRZ SP | LOT |  | 3 | REF
EQUIPMENT LOT | DS1 CABLE 28 PAIR 32 CHAMP/STUB 10F | LOT |  | 1 | REF
ESR-48/50AA | DELTA ESR 3000 50A POWER MODULE | DELTA |  | 1 | REF
3FE62453GB | 7330 ISAM FTTN 24 PORT VDSL SEM ENC | ALCATEL | VAUCAJYKAB | 3 | NOB
3HE00016AA | 7750 SR 12-SLOT SH FAN TRAY | ALCATEL | IPPQAGC9AA | 3 | REF
3HE00027AA | 7750 SR-1 1-PORT 1000BASE-SX SFP | ALCATEL | IPUIAELDAB | 2 | REF
3HE00027CA | 7750 SR-1 1-PORT 1000BASE-SX SFP | ALCATEL | IPUIBDKDAA | 2 | NOB
3HE00048AA | 7750 SR-1 1-PORT OC192C/STM64C MOD | ALCATEL | IPPAAASBAC | 1 | NOB
3HE00049AA | 7750 SR-1 1PT OC192C/STM64C MOD | ALCATEL | IPPAAAGBAC | 2 | NOB
3HE00061AA | 7750 SR-1 SRV RTE 1 SLT SHLF | ALCATEL | IPMEW00FRB | 2 | NOB
3HE00104AA | 7750 SR-12 SRV RTE 12 SLT SHLF DC | ALCATEL | IPME400FRB | 3 | NOB
3HE00187AA | ALCATEL 7750 SR-7 PSU CC109128468 | ALCATEL | IPUPAASCAA | 4 | NOB
3HE00235AA | 7450 ESS 10GBASE-LW/LR MDA OPT | ALCATEL | IPU2ACSMAB | 1 | REF
3HE00245AA | 7450 ESS 7 SLOT SHELF AC & DC | ALCATEL | IPMF100JRB | 1 | NOB
3HE01171AA | 7750 SR-12 SW FABRIC/CPM-2 MODULE | ALCATEL | IPUCAJMFAA | 1 | REF
3HE01172AAAF02 | 7450 ESS SF/CPM 2 200 GSPS | ALCATEL | IPUCAJNFAA | 5 | NOB
3HE01172AAAF02 | 7450 ESS SF/CPM 2 200 GSPS | ALCATEL | IPUCAJNFAA | 1 | REF
3HE01197AA | 7750 SR VESATILE SRV MOD | ALCATEL | IPU2AGFMAA | 2 | REF
3HE01473AA01 | 7750 SR-12 20G I/O MODULE | ALCATEL | IPUIAVADAA | 11 | NOB
3HE02296AA | 7450 ESS 6 SLOT SHELF DC W FAN/PWR | ALCATEL | IPMH500HRB | 1 | NOB
3HE02773AA | ALCATEL-LUCENT 7705 SAR 8-SLT ROUTR | ALCATEL | IPMJJ10GRA | 16 | NOB
3HE02774BA01 | ALCATEL-LUCENT 7705 SAR CSM | ALCATEL | IPUCASPFAA | 1 | REF
3HE02775AA | AAAC01 7705 SAR 16-PORT T1/E1 ASAP | ALCATEL | IPU3ACGJAA | 5 | NOB
3HE02948AA | 5620 SAM 4U RK MTG CHAS 7701-CPAA | ALCATEL | IPMJV00ERA | 1 | NOB
3HE02948AA | AA01 5620 SAM 4U RK MTG CHAS | ALCATEL | IPMJV00ERA | 9 | NOB
3HE03617AA | ALCATEL 7750 SR-12 SFM 3-12 CONT PR | ALCATEL | IPUCAN4FAB | 1 | REF
3HE03619AA | 7750 SR-1 IOM IOM3-XP CIRCUIT | ALCATEL | IPU3AC9EAA | 2 | NOB
3HE03619AA | 7750 SR-1 IOM IOM3-XP CIRCUIT | ALCATEL | IPU3AC9EAA | 2 | NOOB
3HE04937AA | MDA XP 7450 ESS 20PT GE SFP SR CAPA | ALCATEL | IPU3ANUEAA | 1 | NOB
3HE05827AA | 7210 SAS-X SERVICE ACCESS SWITCH | ALCATEL | IPMNX10GRA | 1 | NOB
3HE05948AA | ALCATEL 7750 SR-12 SW FABRIC MOD | ALCATEL | IPUCA8CFTA | 1 | NOOB
3HE07145AA | CF-4GB COMPACT FLASH CARD | ALCATEL | IPUCA671TA | 6 | NOOB
3KC48840AA | USER PANEL PSS-8 TEMP HARDEN | ALCATEL | WOCUA6HUTB | 1 | NOB
41A2C | S1:1 FT-2000 OTU 108187956 | ALCATEL | SNOTACAAAA | 1 | REF
4240908L1 | TA 908E QUAD T1 1ST GEN | ADTRAN | SIM5R00BRA | 1 | REF
4242924L1 | TA924E (2ND GEN) ROUTER | ADTRAN | SIM6G00ARA | 1 | REF
495DA | TYCO S1:1 495DA POWER UNIT | TYCO | PWPQAAWAAA | 1 | F/S
495DA | TYCO S1:2 495DA POWER UNIT | TYCO | PWPQAAWAAB | 34 | F/S
495DA | TYCO S1:2 495DA POWER UNIT | TYCO | PWPQAAWAAB | 3 | NOB
520-57 | HYPEREDGE DS1/T1 NET INTFC UN | HYPEREDGE | NCD3HPSCAA | 8 | REF
540.100.006 | JDS UNIPHASE LGX 15 SC MXR UNIT | JDSU | WMMC26EBRA | 1 | REF
540.200.006 | JDS UNIPHASE LGX 15 SC DMXR UNIT | JDSU | WMMC36EBRA | 1 | REF
5V-100-VC | VALERE SERIES-5 UPGD PWR SHLF | VALERE | PWM2AA0ARA | 1 | NEW
60-0007-802 | DLCI SPEEDLINK DS3 TRUNK | NOKIA | SLL1MS7EAA | 2 | REF
60-0008-800 | DLCI SPDLNK HITCHHIKER MCP CARD | NOKIA | SLCEZ06FAA | 2 | REF
60-0009-800 | DLCI SPDLNK HITCHHIKER NMP CARD | NOKIA | SLCE10VFAH | 1 | REF
60-0021-801 | DLCI SPEEDLINK MLA2 CARD | NOKIA | SLL2S3JAAA | 1 | REF
60-0037-801 | DLCI SPDLNK HITCHHIKER LN CRD MUX | NOKIA | SLL2BB0AAB | 1 | REF
60-0044-801 | DLCI SPDLNK HITCHHIKER SDSL LNE CRD | NOKIA | SLL2AAHAAA | 2 | REF
60-0054-801 | DLCI SPEEDLINK IDSL LINE CARD | NOKIA | SLL2EEBAAA | 2 | REF
60-0148-801 | SPEEDLINK QUAD LINE CARD | NOKIA | SLL3LM0BAA | 2 | REF
6200165P | PECO II AC INPUT MODULE | PECO | PWEQABLHAA | 1 | REF
6200200P | PECO II ALARM MODULE | PECO | PWEQABMHAA | 2 | REF
6200202P | PECO II BABY BTCH MODULE | PECO | PWEQABRHAA | 1 | REF
62005221 | RM-16M 19IN DC DA MODEM CHASSIS | MOTOROLA | DSM06A59RA | 1 | REF
621150-000-001 | ISS: G T1 PCM SPAN LINE REPEATER | ITT TEL | T1R1TY03AA | 1 | REF
622-9675-003 | 1631-SX HIGH PERFORMANCE IPU ES-37E | LUCENT | SNC910MAAA | 1 | REF
628020-000-001 | D448 TRMT LGC TLU | ALCATEL | D4TRTC02AA | 2 | REF
628020-000-001 | D448 TRMT LGC TLU | ALCATEL | D4TRTC02AB | 2 | REF
628025-000-003 | D448 REC LGC RLU | ALCATEL | D4TRTD02AC | 3 | REF
628030-000-001 | D448 TRK PROCESSOR/ALARM TPA | ALCATEL | D4TPT101AA | 1 | REF
628060-000-001 | D448 LINE INTERFACE LI-3 | ALCATEL | D4LITF02AA | 3 | REF
628090-000-003 | D448 OIU/LT OFF INTERFACE | ALCATEL | D4OITA01AB | 3 | REF
628101-000-001 | D448 4WEM 600 OHM CH | ALCATEL | D4CETT13AA | 5 | REF
628192-000-001 | D448 2W FXS/EVF UNIT | ALCATEL | D4CXTN03AA | 11 | REF
628192-000-001 | D448 2W FXS/EVF UNIT | ALCATEL | D4CXTN03AB | 2 | REF
628210-000-003 | D448 4W TRMSN UNIT | ALCATEL | D4C0TD03AA | 1 | REF
628278-000-004 | D448 PCM 4WSF/FX CH UNIT | ALCATEL | D4CUDC33AA | 3 | REF
628357-000-002 | D448 OCUDP CH UNIT | ALCATEL | D4DPFWPXAA | 3 | REF
628357-000-003 | D448 OCU-DP CH UNIT | ALCATEL | D4DAN7R4AA | 11 | REF
628357-000-004 | D448 OCU-DP CH UNIT OCUDP | ALCATEL | D4D2CB0BAA | 8 | NEW
628357-000-004 | D448 OCU-DP CH UNIT OCUDP | ALCATEL | D4D2CB0BAA | 28 | REF
64565077 | RM16M DDS/MR1 V.35 TYPE | MOTOROLA | DDSU1JC3AA | 1 | REF
694-0171/908-0116 | SMARTEDGE800 FILLER CARD | ERICSSON | SNPQCMHXAA | 11 | NOB
694-0171/908-0116 | SMARTEDGE800 FILLER CARD | ERICSSON | SNPQCMHXAA | 2 | REF
694-7206-007 | 1631-SX LMC DS1 SHELF REV-M | ALCATEL | T3MA1A0LRA | 6 | NOB
710-00148-01 | 59104 B-STDX CNTL PROCESS 64MB | ASCEND | CNDQAPCLAA | 1 | REF
710-8401-0002 | BB DS3 REPEATER MODULE | TELECT | T3RGMYB7AA | 12 | REF
7371101001 | FP 150A 4/4 TPA HSTUD IN/BAR OUT | TRIMM | PWM4910ERA | 1 | NOB
740-0017-AG | NAVIGATOR CONTROLLER W/ GR-303 | CARRIERACC | SIC3DDFCAA | 1 | REF
740-0018 | NAVIGATOR QUAD FRAMER CARD | CARRIERACC | SIC2UV0JAA | 167 | REF
740-014279 | JUNIPER T640 XFP 10G SR1 10KM | JUNIPER | IPU2AJRRTB | 1 | REF
740-0172 | WIDE BANK QUAD DS1 CARD | CAC | DML2DE0CAA | 69 | REF
757189 | MINIPLEX POWER SUPPLY MODULE | RAYCHEM | SLPQ0CM3AA | 1 | REF
800-0229-001 | ATN MGMT MODULE AMM-A 300-0213-002 | INFINERA | WOCUAL7NAA | 1 | REF
800-24917-06 | 15454 BLANK MODULE | CISCO | WMPQAXNUAB | 3 | REF
800A2-A1 | 10 CKT DSX CONN BLOCK CC:104394648 | COMMSCOPE | T1DYABDEAA | 1 | NEW
81.61040-REV-B | TITAN 6100 FAN DRAWER | TELLABS | WMPQAF4EAA | 1 | REF
815507A-REV-G | TITAN-5500 CTR STG MODULE | TELLABS | T3PQANXBAA | 2 | REF
8171111 | BAND MXR MODULE | TELLABS | WM1DW30DAA | 1 | REF
8171225-1 | REV A 7100 OTS T7100 EQD CHN MX | TELLABS | WMOMABSCAA | 1 | REF
818021 | TELLABS 8021 POWER SUPPLY | TELLABS | PWPQH151AA | 1 | NEW
822-0294-001 | I02 1648SM USI LAN INTERFACE LAN101 | ALCATEL | SNPQA486AB | 1 | REF
848793287 | 1665 ACCESS MULTIPLEXER SHELF | ALCATEL | SOM1400HRB | 1 | REF
848846606 | DMXTEND OPERATIONS SYSTEM SHELF | LUCENT | SOM3A00ARB | 1 | REF
848846606 | DMXTEND OPERATIONS SYSTEM SHELF | LUCENT | SOM3A00ARC | 1 | NOB
848960167 | DMX APPBLK W/FBR STG BRKT | LUCENT | SOPQAFWDAA | 14 | REF
849061601 | 1850 TSS-5 TRANSPORT SERVICE SWITCH | ALCATEL | NGMLC00BRA | 3 | NOB
8DG25562AA | 1850 TSS-100 E1/DS1 SW COM GEN | ALCATEL | NGC5AGNFAA | 1 | NOB
8DG59434AF | 1830 PSS DCM 120KM DCMCB-LN-120A2LP | ALCATEL | WOGUAVJUAA | 8 | NOB
8DG60912AA | 06 SSY-MEDIUM VARIABLE GAIN AMP W/O | ALCATEL | WOGUAWJUAF | 2 | NOB
90-1233-01/C | DSO-DP CHANNEL UNIT | ALCATEL | DECHEK0AAB | 161 | NOB
900-0137 | REV-1 SMS1800 FWDG ENG3 MOD | REDBACK | VAC1B06AAA | 1 | REF
902496-90 | PS-120W-DC 36-72V IN 12V 10AMP OUT | LUCENT | VSPUB8VFAA | 1 | NOB
90516A | 9900 SND/MEAS MODULE | WILTRON | DDPCAZN1AA | 14 | REF
908-0105 | SMARTEDGE 800 4-PORT OC12 | REDBACK | SN12AJEFAA | 4 | NEW
908-0140 | SMARTEDGE 800 SMARTEDGE800 OC48 | REDBACK | SN56B0DCAA | 9 | NEW
9278001001 | DEMARCATION PANEL W/ 8 TFD POS | TRIMM | PWFYASU8RA | 1 | NOB
935793 | MINIPLEX 4N1 UDC | RAYCHEM | SLLN7EG2AA | 7 | REF
97241A | SPIRENT SMAS DISTRIBUTION TIER MOD | SPIRENT | SMPIZ0N1AB | 1 | NEW
97246A | SPIRENT SMAS POWER SUPPLY MOD | SPIRENT | SMSQ0051AB | 1 | NEW
9724B | SPIRENT SMAS TST ACC CONCENTR SHELF | SPIRENT | SMMAZEDFRA | 1 | NEW
99680 | 9968 DIG FAC TEST SHELF | WILTRON | DDMTAA01RA | 1 | REF
A75CAB | FLOTROL RECTIFIER CABINET 588244800 | LORAIN | PWMYAPCDAA | 1 | REF
A91-9008-00 | ALARM SCANNER | UNLIM BAND | ALMAJK0BRA | 1 | NOB
AEK86B | S-3 T1 REPEATER CIRCUIT PACK | LUCENT | T1R3BCBAAC | 6 | REF
AUA413 | RINGING GENERATOR UNIT | LUCENT | 5SPQAD7AAA | 1 | REF
AUA421 | SLC-2000 CHANNEL DROP TEST UNIT | LUCENT | 5SPQAC7AAC | 1 | REF
AUA421 | SLC-2000 CHANNEL DROP TEST UNIT | LUCENT | 5SPQAC7AAD | 2 | REF
AUA432 | SLC-2000 POWER CONTROL UNIT | LUCENT | SAPQAC0BAA | 2 | REF
AUA94B | SLC-5 ISDN CHANNEL UNIT | LUCENT | 5SC4RU0CAA | 2 | REF
44054 | S1:1 SLC-5 BANK FUSE UNIT RT | LUCENT | 5SCB3B0HAA | 1 | REF
AX-010203-00 | FP FT ACCESS 10/10 POSITION 60A GMT | PECO | PWFYAKHXAA | 1 | REF
BBF1B | S3:7 DDM-2000 DDM/SLC-2000 QUAD DS1 | LUCENT | SNCLA70AAA | 53 | REF
BBF2B | DDM-2000 MULTIPLEXER TGS | LUCENT | SNPQA16AAB | 4 | REF
BBF2B | S3:4 DDM-2000 MULTIPLEXER TGS | LUCENT | SNPQA16AAB | 9 | REF
BBG2 | S2:2 DDM-2000 VT STS-1 MXRVO | LUCENT | SNCMAA2AAA | 9 | REF
BBG2B | DDM-2000 SONET OC3 MXRVO CP | LUCENT | SNPQB5PAAA | 6 | REF
BBG2B | S1:2 DDM-2000 SONET OC3 MXRVO CP | LUCENT | SNPQB5PAAB | 6 | REF
BBR1 | DACS II BUS TERMINATION | LUCENT | T1PQ20MAAA | 1 | NOB
BC500-A01-10VC | VALERE POWER SYSTEM CONTROLLER | VALERE | PWCAPSEHAA | 1 | REF
BCP3 | S1:1 DDM-2000 OC-12 TSI UN | LUCENT | SNPQA13AAA | 2 | REF
BJE1 | S1:1 48V DISPLAY DRIVER BOARD | LUCENT | PWPQALKAAA | 1 | REF
BP1A10CB-LC | SMF80 OLS G.652 DPRN COMPN | BTIPHOTONI | WMDEL1KGAA | 1 | REF
BP1A20BA | NETSTENDER SHELF PROCR PACK | BTIPHOTONI | WMUCAM6LAA | 1 | REF
BP1A53AA | NETSTENDER OLS MAIN SHELF INTERFACE | BTIPHOTONI | WMEC280KAA | 1 | REF
C0200A | 48V POWER RECTIFIER 4A | VALERE | PBP3ABBAAA | 3 | REF
CC9D-ANN-VC | 23" COMPACT PWR SHELF | VALERE | PWM1M3TERA | 1 | REF
CC9I-ANN-VC | COMPACT POWER SHELF/REAR WIRE 2RU | VALERE | PBMYACXHRA | 1 | REF
CCA004G1 | 828 MXR DS-3 TX COM CARD | TELCO | M3MPTA05AA | 1 | REF
CCA050G1 | 828 MXR T1 LS INTERFACE CARD | TELCO | M2LSTA01AB | 5 | REF
CCA058G1 | 828 TEST INTERFACE EXT CARD | TELCO | M3TESB12AA | 1 | REF
CCA513G2 | EDGELINK HUB CONTROLLER MODULE | TELCO | M3C2AA0AAA | 1 | REF
CI14S-ANL-VC | I14 SERIES RECTIFIER SHELF 19 INCH | VALERE | PWM1M02ERA | 1 | REF
CNXM007AA | CNX-5PLUS CABINET FAN SHELF | CIENA | VAMYACS3AA | 3 | NEW
COM101 | S1:2 AMAS DIAMOND COMDAC CENTRAL CO | LUCENT | SLC1CGMCAB | 2 | REF
CRS-8-DC-PEM | CRS DC PWR ENTRY MOD 341-0113-01 | CISCO | IPP1B0ZAAA | 2 | REF
D1M-1A0013 | 84 POS SPLIT FRT PUTTY 1-28ABC 23" | ADC | T1MYAF5CAA | 6 | REF
D1M-1A0060 | DSX-1 84 CIRCUIT COMBO PANEL | ADC | T1MYAZDCAA | 2 | NOB
D1M-1X0027 | DSX-1 84 CIRCUIT PANEL | ADC | T1MYAY1CAA | 1 | NEW
D3M-BM2001 | DSX-3 X-CONN MODULE BNC | ADC | T3CXDHGBAA | 17 | REF
DD3-231002 | DDP-3 64-POS DBL CHAS | ADC | T3MYABAAAA | 2 | NOB
DFX-100084 | 84-TERM/FLEXDSX FRNT CR-CONN CHASS | ADC | T1MYAV7CAA | 1 | NEW
DIXI-3-R2-DS3 | DS3 CROSS CONNECT | LUCENT | T3MYAEDBAA | 3 | REF
DIXI-3-R2-DS3 | DS3 CROSS CONNECT 4 PORT | LUCENT | T3MYAEDBAA | 24 | REF
DIXI-PH23/5A1-84 | 84 POS X-CONN PANEL CC:106972367 | LUCENT | T1MYAK5AAA | 2 | NOB
DMI-102 | DMI-102 1603/12SM DROP MODULE | LUCENT | SNC1FKJ6AA | 1 | REF
DNI5712 | I2 WESTELL TELTREND DS1 INTRFCE CON | WESTELL | NCIUCJK4AA | 10 | REF
DPCE-X-40GE-SFP-R | MX960 40-CG 1GE EDPC PRNCD | JUNIPER | COUIBFEBTA | 1 | REF
DS-3-MPOP-FA-23 | DSX-3 DS-3 CHASSIS | ADC | T3MYAH1AAA | 2 | NOB
DS-3MPOP-RAH/CH | DSX-3 MODULAR CHASSIS WITH MODULE | ADC | T3MYAB6AAA | 4 | NEW
DS-SFP-FC8G-SW | MDS 9506 8GBPS FIBRE CHAN SFP | CISCO | COUIANZCAA | 4 | REF
DSX-3SR-BDM | DSX-3 4-REAR CROSS CONNECT | AUGAT | DICPEDCJAA | 14 | REF
DSX-4B-M | DS3 XCONN MODULE | ADC | T3PXC4A2AA | 1 | NEW
DSX-4B-M-W | DS3 XCONN BNC CARD | ADC | T3PQALGCAA | 1 | REF
DSX-4F-E01C | DSX-3 DS3 FX CHASSIS | ADC | T3MYAE7AAA | 1 | REF
DSX-4FT | DSX-3 BNC CROSS CONNECT MODULE | ADC | T3PQAKSCAA | 6 | NEW
DSX-4FT | DSX-3 BNC CROSS CONNECT MODULE | ADC | T3PQAKSCAA | 48 | REF
DSX-4H-MBRC | DSX 4H DS3 CC MOD | ADC | T3PQCA61AA | 358 | REF
DSX-4H-MBRCD | DSX-3 X-CONN MOD | ADC | T3PQAMXCAA | 140 | REF
DSX-4H-SBRC | DSX-3 STD/BNC RX MOD 3PT | ADC | T3PQCA51AA | 211 | REF
DSX-4H-SBRCD | DS3 MODULE 4 PORT STD SIZE JACK | ADC | T3PQAC8CAA | 1 | NOOB
FC9580CPU1 | I02 FW4500 MAIN PROCESSOR CARD | FUJITSU | SOCUAA0AAB | 1 | NEW
FC9580D1V2 | IFA2-D1V2 UN | FUJITSU | SOUIAJ5CAA | 1 | REF
FC9580D3S1 | I05 FW4500 DS3/EC1 INTFC CD | FUJITSU | SNI7BBBAAB | 1 | REF
FC9580D3S1 | I06 FW4500 DS3/EC1 INTFC CD | FUJITSU | SNI7BBBAAC | 2 | NOB
FC9580DSW1 | FW4500 DS3/EC1 SW FAB | FUJITSU | SNP8890CAA | 1 | REF
FC9580DSW1 | I02 FW4500 DS3/EC1 SW FAB | FUJITSU | SNP8890CAB | 1 | REF
FC9580FP11 | I03 FW4500 FILLER PANEL | FUJITSU | SNPQCN35AC | 3 | REF
FC9580FP11 | I04 FW4500 FILLER PANEL | FUJITSU | SNPQCN35AD | 1 | NEW
FC9580FP21 | I03 FW4500 FILLER PANEL 2 | FUJITSU | SNPQCN45AC | 3 | NOOB
FC9580FP21 | I03 FW4500 FILLER PANEL 2 | FUJITSU | SNPQCN45AC | 16 | REF
FC9580FP21 | I04 FW4500 FILLER PANEL 2 | FUJITSU | SNPQCN45AD | 1 | NEW
FC9580HUB1 | I04 OVERHEAD PROCESSOR MOD | FUJITSU | SOCUCB4AAC | 1 | NOB
FC9580HUB1 | OVERHEAD PROCESSOR MOD | FUJITSU | SOCUCB4AAC | 1 | NEW
FC9580HUB1 | OVERHEAD PROCESSOR MOD | FUJITSU | SOCUCB4AAC | 1 | REF
FC9580HUB1 | 106 OVERHEAD PROCESSOR MOD | FUJITSU | SOCUCB4AAE | 1 | REF
FC9580L3F5 | I02 OC-3 INTFC UNIT | FUJITSU | SN03AJBAAB | 2 | REF
FC9580L3F5 | I05 OC-3 INTFC UNIT | FUJITSU | SN03AJMAAC | 1 | NOB
FC9580L3F5 | I05 OC-3 INTFC UNIT | FUJITSU | SN03AJMAAC | 1 | REF
FC9580L3F5 | I07 OC-3 INTFC UNIT | FUJITSU | SN03AJMAAE | 1 | NOB
FC9580SF11 | I03 FW4500 STS SWITCH FABRIC SFA2-S | FUJITSU | SNP8880CAC | 1 | REF
FC9580SF11 | FW4500 STS SWITCH FABRIC SFA2-SF11 | FUJITSU | SNP8880CAE | 1 | NEW
FC9580SHF2 | I03 FW4500 SHELF WITHOUT FANS | FUJITSU | SNM9G00CRC | 1 | NOOB
FC9580VF11 | I04 VT SWITCH FABIC | FUJITSU | SOUCACJBAA | 1 | REF
FC9607AWA2 | I05 FLM-2400 ALARM OW A2 | FUJITSU | SNPQA9K5AC | 1 | REF
FC9607HTL6 | ISS.13 FLM2400 HS OC-48 SC TRANS | FUJITSU | SNPQBYB5AF | 1 | REF
FC9607HTL6 | I14 FLM2400 HS OC-48 SC TRANS | FUJITSU | SNPQBYB5AG | 2 | REF
FC9607MPB2 | I05 FLM-2400 MICRO PROC UNIT | FUJITSU | SNPQCMM5AA | 1 | REF
FC9607PWH1 | I03 FLM-2400 HIGH SPEED POWER UNIT | FUJITSU | SNPQBRF5AB | 1 | REF
FC9607SVB2 | I04 FLM-2400 SUPERVISORY UNIT | FUJITSU | SNPQCMS5AA | 1 | REF
FC9608HSC4 | I03 FLM-2400 HS SWITCH OC3/12 | FUJITSU | SNPQB3Y5AA | 1 | REF
FC9608SF11 | I05 FLM-2400 ADM TRIB SHLF | FUJITSU | SNM8FCOCRA | 1 | NOB
FC9612AWB1 | I02 FLM150 BASIC ALARM ORDERWIRE UN | FUJITSU | SNPQADA5AB | 1 | REF
FC9612LD11 | I07 FLM-150 LS CHANNEL UNIT | FUJITSU | SNCLPV42AE | 9 | REF
FC9612LDE2 | I04 FLM-150 EN LS CHAN UT LC1A-D1E2 | FUJITSU | SNPQBSN5AA | 6 | REF
FC9612LSD1 | I04 FLM-150 LOW SPEED SWITCH | FUJITSU | SNP5JMSCAA | 2 | REF
FC9612MDM1 | I02 FLM-150 INTER SPEED CHANNEL | FUJITSU | SNCLLS42AA | 3 | REF
FC9612MP31 | I03 FLM-150 PLUS MICRCR UNIT | FUJITSU | SNPQBPS5AA | 1 | REF
FC9612PW11 | FLM-150 POWER UNIT | FUJITSU | SNPQACW5AH | 1 | REF
FC9612SAM2 | I02 FLM-150 PLUS HS SWITCH 2 | FUJITSU | SNPQA7P5AB | 1 | REF
FC9612SAM2 | I03 FLM-150 PLUS HS SWITCH 2 | FUJITSU | SNPQB205AA | 1 | REF
FC9612SF11 | I04 FLM-150 SHELF | FUJITSU | SNM8ED0CRA | 1 | NEW
FC9612SVD1 | I06 FLM-150 SUPERVIS X.25/TL1 INTFC | FUJITSU | SNPQBS75AC | 2 | REF
FC9616AWB1 | FLM-600 ALM/OW | FUJITSU | SNPQADH5AB | 2 | REF
FC9616AWB1 | I02 FLM-600 ALM/OW | FUJITSU | SNPQADH5AB | 4 | REF
FC9616ECD1 | FLM-600 EMBEDDED OP CH PROCESSOR | FUJITSU | SNPQBTA5AB | 2 | REF
FC9616LT31 | I03 FLM-2400 MS CHA LR1 ST | FUJITSU | SNC1NEF2AC | 1 | REF
FC9616MDA1 | MIDDLE SPEED CH DS3 | FUJITSU | SNC1GP02AA | 9 | REF
FC9616MPD1 | FLM-600 MICRO PROC ADL MP6A-ADL | FUJITSU | SNPQBS85AC | 1 | REF
FC9616MPD1 | I04 FLM-600 MICRO PROC ADL MP6A-ADL | FUJITSU | SNPQBS85AC | 1 | NEW
FC9616MPD1 | I04 FLM-600 MICRO PROC ADL MP6A-ADL | FUJITSU | SNPQBS85AC | 1 | REF
FC9616MPD1 | FLM-600 MICRO PROC ADL MP6A-ADL | FUJITSU | SNPQCL65AA | 1 | REF
FC9616MPG2 | I07 FLM-2400 MICROPROCESSOR TL1 | FUJITSU | SNPQCPS5AA | 3 | REF
FC9616MS62 | FLM-600 MS SWITCH OPTICAL | FUJITSU | SNPQA975AA | 1 | REF
FC9616PW61 | FLM-600 POWER UNIT PW6A | FUJITSU | SNPQADE5AD | 5 | REF
FC9616PW61 | I04 FLM-600 POWER UNIT PW6A | FUJITSU | SNPQADE5AD | 6 | REF
FC9616SAM2 | FLM-600 HS SWITCH 2 HS6A-AD2 | FUJITSU | SNPQB2V5AA | 3 | REF
FC9616SAM2 | I03 FLM-600 HS SWITCH 2 HS6A-AD2 | FUJITSU | SNPQB2V5AA | 3 | REF
FC9616SVD1 | FLM-600 X.25/TL1 INTERF SV6A-TDL | FUJITSU | SNPQBS95AC | 1 | REF
FC9616SVD1 | I07 FLM-600 X.25/TL1 INTERF SV6A-TD | FUJITSU | SNPQBS95AC | 1 | NEW
FC9616SVG1 | I04 FLM-600 OSS INTERFACE UNIT | FUJITSU | SNPQBP65AB | 3 | REF
FC9616TCA1 | FLM-600 TIMING CONTROL UNIT | FUJITSU | SNPQADL5AB | 2 | REF
FC9616TCA1 | I02 FLM-600 TIMING CONTROL UNIT | FUJITSU | SNPQADL5AB | 2 | NEW
FC9616TCA1 | I03 FLM-600 TIMING CONTROL UNIT | FUJITSU | SNPQB5K5AA | 6 | REF
FC9616TCE1 | FLM150PLUS TMG CONT/AC | FUJITSU | SNPQB5L5AA | 3 | REF
FC9681CPU2 | FW4100 MGMT/CONT ENHNC | FUJITSU | SBCTKY8DAE | 1 | REF
FC9681ECE1 | I02 FW4100 BACKPLANE ADAPTER UNIT | FUJITSU | SBUIACBAAB | 3 | REF
FC9681ED11 | I07 FLASHWAVE 4100 IFE1- ED11 | FUJITSU | SBUIACFAAE | 8 | F/S
FC9681EL31 | I03 FW4100 OC3 BASE UNIT LUE1- EL31 | FUJITSU | SBUIAC6AAA | 34 | REF
FC9681EL31 | I08 FW4100 OC3 BASE UNIT LUE1- EL31 | FUJITSU | SBUIAE2AAE | 2 | F/S
FC9681FAN3 | I07 FW4100 FAN TRAY | FUJITSU | SBPQABYFAC | 1 | REF
FC9681FIL3 | I02 FW4100 BLANK FIBER CLIP | FUJITSU | BVPQAD9NAB | 12 | REF
FC9681FLT1 | FW 4100 FAN FILTER | FUJITSU | SBPQAAMFAA | 1 | F/S
FC9681SFE1 | I04 FW4100 14 SLOT EXPANSION SHELF | FUJITSU | SBM3A00ARD | 1 | NOB
FC9681SFL1 | I06 FW4100 LRG CHAS | FUJITSU | SBMMKL0ERF | 1 | REF
FC9681TMX1 | FW4100 DS3 TRANSMUX IFA1-TMX1 | FUJITSU | SBC2LN0DAA | 1 | NOB
FC9682CMC1 | I03 FLASHWAVE 7500 WAVELENGTH SELEC | FUJITSU | WMOTB4AHAB | 1 | REF
FC9682CMC1 | FW 7500 WAVELENGTH SELECT SW | FUJITSU | WMOTB4AHAD | 1 | NOOB
FC9682F140 | I02 FUJITSU FW7500 DCM DCMX-F140 | FUJITSU | WMDD70PAAB | 1 | NOB
FC9682F140 | I02 FUJITSU FW7500 DCM DCMX-F140 | FUJITSU | WMDD70PAAB | 1 | REF
FC9682L2C1 | 7500 C-BD SR/LR PRE/POST AMP ISS 03 | FUJITSU | WMOGAJVBAA | 1 | NOOB
FC9682M2U1 | I04 FW7500 UNIVERSAL AMPLIFIER | FUJITSU | WOGUADBMAD | 1 | REF
FC9682M2U1 | I06 FW7500 UNIVERSAL AMPLIFIER | FUJITSU | WOGUADBMAF | 1 | NOB
FC9682QMC1 | I04 7500 ENHANCED 40 GIGABIT MUXPON | FUJITSU | WOWUAS4BAC | 1 | NOOB
FC9682QMC1 | I05 7500 ENHANCED 40 GIGABIT MUXPON | FUJITSU | WOWUAS4BAD | 1 | REF
FC9682QRC1 | I03 7500 40G REGENERATOR IFMA-QRC1 | FUJITSU | WOGUAERMAC | 2 | REF
FC9682RMC1 | I3 FW7500 MDMA-RMC1 MUXDMUX (ROADM) | FUJITSU | WMOMA0TAAB | 2 | REF
FC9682SCC1 | I02 FLASHWAVE 7500 OSC SCMA-SCC1 | FUJITSU | WM3C804LAB | 1 | REF
FC9682SCC4 | I03 FUJITSU FW7500 OPTICAL SUPERVIS | FUJITSU | WMUCASPCAB | 1 | NOB
FC9682U1C1 | I09 FW7500 UNIVERSAL 10G TRANSPONDE | FUJITSU | WMOPB76AAD | 3 | REF
FCM-770000 | 96 POS SC CONN FIBER PANEL 23" | ADC | LGCYAGECAA | 5 | NOB
FDM-SB3600 | FIBER DISTRIBUTION SPLICE MODULE | ADC | LGCYAJCCAA | 2 | NOOB
FFANTRAY-MX960-S-C | JUNIPER MX960 FRONT FAN TRAY | JUNIPER | COUCAFMBAA | 4 | REF
FHB2 | SDV-2000 DSXBIU CONTROLLER | LUCENT | T1UIMK0FAA | 1 | REF
GE-1X2XFC-LX-I1 | 1665 SFP CC# 109568782 | LUCENT | SOOTAETDAA | 2 | REF
GE-1X2XFCSX-C1 | 1665 SFP CC#109527796 | LUCENT | SOOTACHDAA | 1 | REF
GE-1X2XFCSX-I1 | 1665 SFP OPTICAL MODULE | LUCENT | SOOTAE8DAA | 9 | REF
GLC-LH-SMD | 1000BASE-LX/LH SFP TRNCVR MMF/SMF | CISCO | WOTRB9YBAA | 1 | REF
GLC-SX-MM | 1000BASE SX SFP TRNCVR LC-CONNECTOR | CISCO | CN8ID52AAA | 18 | REF
GLC-SX-MM | 1000BASE SX SFP TRNCVR LC-CONNECTOR | CISCO | CNUIAFJAAA | 171 | REF
HA15B-0001-B423 | FW 4100ES 1RU HB 19" RACK MOUNT | FUJITSU | SBMYAA7CAA | 1 | NOB
HPGMT10 | 100A DUAL-FEED 10/10 GMT, ±24V/-48 | TELECT | PWFYASRURA | 10 | F/S
HPGMT10 | 100A DUAL-FEED 10/10 GMT, ±24V/-48 | TELECT | PWFYASRURA | 74 | NOB
HPGMT10 | 100A DUAL-FEED 10/10 GMT, ±24V/-48 | TELECT | PWFYASRURA | 1 | NOOB
ICM-4U-MB-POP | DSX-3 24-POS CRS CONN | ADC | T3MYAKAAAA | 24 | REF
IGX-UXME | 8400 IGX UMX-E CARD | CISCO | IPIUHM0BAD | 1 | REF
IPC-RUT14DM-A241 | BROADWIRE ADSL P/S CARD | ADC | VAAIDJDEAA | 5 | REF
J85470A1 | MODULAR PWR SUPP CC 109104080 | TYCO | PBM3U08ERA | 1 | NOB
J85470A1 | MOULAR PWR SUPP CC 108992244 | TYCO | PBM3U70ERA | 3 | NEW
KER1 | FMT CIRCUIT PACK | LUCENT | T1D2M0NDAA | 1 | NOB
KS24817L1 | LTE TRANSCEIVER - 700MHZ 409102316 | LUCENT | WDMAA00ARA | 15 | F/S
KS24822L1 | LTE RRH 2X40W 700 MHZ CC:409113651 | LUCENT | WDMAD00ARA | 11 | NEW
KS24843L17 | 3JR52714AA ANTENNA 6FT | LUCENT | CRDYAAPCRA | 6 | NEW
LAA10B | WAVESTAR OLS 400G OPTICAL INTERFACE | LUCENT | SNCCACABAB | 7 | REF
LAA12B | S1:1 FT-2000 LS PROTECTION SWITCH | LUCENT | SNC9EG0BAA | 4 | REF
LAA12B | S1:2 FT-2000 LS PROTECTION SWITCH | LUCENT | SNC9EG0BAB | 2 | REF
LAA21 | S2:4 FT-2000 OVERHEAD CONTROLLER | LUCENT | SNPQAHFAAC | 3 | REF
LAA21 | S2:5 FT-2000 OVERHEAD CONTROLLER | LUCENT | SNPQAHFAAD | 2 | REF
LAA26 | S1:2 FT-2000 TRIB OVHD CONTROL | LUCENT | SNCL300AAB | 2 | REF
LAA28 | S1:1 FT-2000 LINE CTRLD UNIT | LUCENT | SNPQARCAAA | 3 | REF
LEA107B | FT-2000 OPT AMPLIFIER 108680547 | LUCENT | SNAPDS0AAB | 1 | REF
LNW1 | S1:1 1665 SYSTEM CONTROL | LUCENT | SOCUHS0BBA | 1 | REF
LNW16 | S1:6 1665 DS-3/EC1 CP | LUCENT | SOUIATSFAA | 1 | REF
LNW16 | S-8 1665 DS-3/EC1 CP | LUCENT | SOUIATSFAC | 1 | NOB
LNW16 | S-8 1665 DS-3/EC1 CP | LUCENT | SOUIATSFAC | 2 | REF
LNW19 | S-3 1665 METRO DMX 48-PORT DS3/EC1 | LUCENT | SOI6U20CAC | 1 | REF
LNW19B | S1:1 METRO DMX DS3/EC1 TERM | LUCENT | SOI6120CAA | 2 | REF
LNW27 | METROPOLIS DMX OC48 CP | LUCENT | SOIFBNZCAJ | 1 | REF
LNW27 | METROPOLIS DMX OC48 CP | LUCENT | SOIFBNZCAK | 1 | REF
LNW27 | S-11 METROPOLIS DMX OC48 CP | LUCENT | SOIFBNZCAL | 2 | REF
LNW27S-11 | 1665 OC48 INTFC CP | LUCENT | SOIFBNZCAL | 1 | REF
LNW36 | 1665 4-PORT OC3 LS 1310NM LR OLIU | LUCENT | SOIFKP0CAD | 2 | REF
LNW36 | 1665 4-PORT OC3 LS 1310NM LR OLIU | LUCENT | SOIFKP0CAE | 1 | REF
LNW36 | S-5 1665 4-PORT OC3 LS 1310NM LR OL | LUCENT | SOIFKP0CAE | 1 | REF
LNW37 S-3 | METRO DMX OC3 INTFC | LUCENT | SOI9L5TCAC | 1 | REF
LNW38 | S-3 1665 DMXTEND OC12 INTRFCE & TIM | LUCENT | SOI6BZ0CAC | 2 | REF
LNW40 | S-2 DMX 1665 OC3 INTRFC&TIMING MOD | LUCENT | SOI6EZ0CAB | 4 | REF
LNW40 | S1:3 DMX 1665 OC3 INTRFC & TIMING M | LUCENT | SOI6EZ0CAC | 15 | F/S
LNW40 | S1:3 DMX 1665 OC3 INTRFC & TIMING M | LUCENT | SOI6EZ0CAC | 2 | NOB
LNW43 | S1:1 LUCENT A/B BLANK | LUCENT | SOPQAC3DAA | 2 | NOB
LNW45 | S-3 1665 8-PORT SFP OC3 LS | LUCENT | SOI9LPUCAC | 1 | REF
LNW50 | DMX OC12 INTFC CP | LUCENT | SOI7EEZCAA | 2 | REF
LNW51 | DMXTEND OC12 INTFC/TMG | LUCENT | SOI9T30CAB | 1 | REF
LNW56 | S-9 LUCENT 1665 OC192 INTERFACE | LUCENT | SOI1HS0AAK | 1 | REF
LNW67 | S-3 1665 2-PORT GBE | LUCENT | SOI1BB0AAC | 1 | REF
LNW68 | 1665 2-PORT GBE LX 1310NM | LUCENT | SOI1CB0AAC | 1 | REF
LNW7 | S1:2 METRO DMX 28DS1PM | LUCENT | SOIFLS0CAB | 2 | REF
LNW7 | S1:3 METRO DMX 28DS1PM | LUCENT | SOIFLS0CAC | 1 | REF
LNW70 | S-6 1665 GBE 100/1G-FXS POS RING | LUCENT | SO2IMV4AAB | 1 | REF
LNW74 | S1:2 1665 10/100T/F ETHERNET I/F CP | LUCENT | SO2ILU0AAB | 2 | REF
LNW76 | METRODMX OC48 OPT PK | LUCENT | SOI5MY0DAJ | 2 | REF
LPB040-100-VC | 4-SLT 54V BATTERY ENCLOSURE | ELTEK | PBM2W0NGRA | 2 | NOB
MDX-08UXC001A | 8 CHANNEL UNIVERSAL MULTIPLEXER MOD | JDSU | WMMVU00DRA | 1 | NEW
MHSA10B | 10A DC-DC CONVERTER MOD 486800127 | EMERSON | PBP1E0LDAA | 7 | REF
MINI-DSX-1/WM | 1.75X19 T1PXAVU ADC MINI DSX MODULE | ADC | T1PXAVU3RA | 4 | NEW
MINI-DSX-1/WM | 1.75X19 T1PXAVU ADC MINI DSX MODULE | ADC | T1PXAVU3RA | 2 | NOB
MINI-DSX-1/WM | 1.75X19 T1PXAVU ADC MINI DSX MODULE | ADC | T1PXAVU3RA | 14 | REF
MP-1040 | 11640 GX-550 POWER SUPPLY SHELF | LUCENT | BAM6ML0HRA | 10 | NOB
N250120-N/L9 | FUSE PNL 200A 10/10 A&B GMT 24/48V | NORANTEL | PWFYAPXTAA | 3 | REF
N9K-X9636PQ | NEXUS9500 LINECARD 36P 40G QSFP AGG | CISCO | CMUIAJHCAA | 1 | NOB
NE030DC48A | CONVERTER 24VDC INPUT 30A/48V OUT | LNGE PWR | PBP3D30CAA | 1 | REF
NE843E | CC109142056 INFINITY NE CONTR PNL M | LNGE PWR | PBMYABZJRA | 1 | REF
NS20N110BG | PSAX-1250 -48V DC POWER SUPPLY | LUCENT | BAP1AFBGAA | 1 | REF
NS20N131GB | PSAX-1250/2300 LDR50 OC-3C SM AQUE | LUCENT | BAI5JSACAB | 1 | REF
NS20N330BB | PSAX-2300 PSAX-1250/2300 6PTDS1 IMA | LUCENT | BAA150WGAB | 1 | REF
NS20N330BC | PSAX-2300 PSAX-1250/2300 6PTDS1 IMA | LUCENT | BAA150WGAC | 1 | REF
NS21N051BA | PSAX-1250 STRATUM 3-4 MODULE | LUCENT | BAA1905GAB | 2 | REF
NT0H40BC | OM5100/5200 OCM UP TO 2.5GBPS | NORTEL | LGF9K0NBAC | 1 | REF
NT0H41AA | OPTERA 80 SHELF PROCESSOR | NORTEL | LGF8D00AAD | 1 | REF
NT2X90AD | DMS-100 I/O TEST TRK | NORTEL | ENTCN613XX | 2 | REF
NT4K52BC | S/DMS ACC PROCESSOR | NORTEL | SAPQACLAAD | 2 | REF
NT4K53AB | S/DMS ACC MAINTENANCE INTERFACE | NORTEL | SAPQABSAAB | 3 | REF
NT4K53AB | S/DMS ACC MAINTENANCE INTERFACE | NORTEL | SAPQABSAAC | 1 | REF
NT4K53AD | S/DMS ACC MTCE INTFC | NORTEL | SAPQAD3AAA | 1 | REF
NT4K55AA | S/DMS ACC INTERFACE LINKS | NORTEL | SAPQAB1AAB | 2 | REF
NT4K56AC | S/DMS ACC TRANS INTERFACE | NORTEL | SAPQACMAAB | 2 | REF
NT4K62AB | S/DMS ACC POWER CONVERTER | NORTEL | SAPQABVAAD | 1 | REF
NT4K69AA | S/DMS ACC 4W LINE INTERFACE | NORTEL | SAIUF30AAB | 16 | REF
NT4K70AA | S/DMS NB INTERSHELF | NORTEL | SAPQABWAAA | 1 | REF
NT4K75AA | S/DMS ACC TXC CARD | NORTEL | SAIUYP0AAA | 1 | REF
NT6X50AB | DMS-100 SCM-100 DS1 INTERFACE | NORTEL | ENPQAGA1AA | 1 | REF
NT6X50AB | DMS-100 SCM-100 DS1 INTERFACE | NORTEL | ENPQAHB1AA | 6 | REF
NT6X92BC | DMS-100 DOMESTIC UTR | NORTEL | ENPQAY81AA | 3 | REF
NT7E02EB | FDN600 OC-12 INTERFACE CARD | NORTEL | SNT1EYKAAA | 3 | REF
NT7E04CA | FDN600 FDN/DS1 MAPPER | NORTEL | SNPQA2W2AA | 2 | REF
NT7E04EA | FDN600 DS1/VT MAPPER | NORTEL | SNC6US0DAA | 2 | REF
NT9X26AB | DMS-100 REM TERM INTERFACE | NORTEL | ENPQMMT1AB | 1 | REF
NTCA11EB | OPTICAL AMPLIFIER CARD | NORTEL | LGAPMJCAAA | 2 | REF
NTCA11EC | OPTICAL AMPLIFIER CARD | NORTEL | LGAPMJBAAA | 2 | REF
NTCA30CK | OC-48 STM-16 T/R SHORT REACH CARD | NORTEL | SNT1W29AAC | 1 | REF
NTCA49AA | OC-192 FILLER CARD | NORTEL | SNPQBN22AA | 1 | REF
NTCA85DA | OPTERA LH FAN MODULE | NORTEL | WMPQAA5FAA | 1 | NOB
NTJT20CA | NORTEL SER5500 10GBPS SFC | NORTEL | IPC2JY0AAA | 1 | REF
NTJT30AA | 5500 ACCESS/TRUNK LINE CARD | NORTEL | IPOLDJEBAA | 2 | REF
NTK505EAE5 | POWER INPUT CARD, FUSED | NORTEL | WOPUAA6HAA | 1 | NOB
NTK505FBE5 | 5100/5200 MIC MAINTENANCE I/F CARD | NORTEL | WMOTBL5JAB | 1 | F/S
NTK505MBE5 | R02 SONET/J-SDH ACCESS PANEL | NORTEL | WOM1V00GRB | 1 | NOB
NTK525CFE5 | OME 6500 OCI MXR PRNCD 4X10G MUX | NORTEL | WOCUAPWMAA | 1 | NOOB
NTK529BBE5 | OME6500 10X10G MX MLTI-PROT 10X XFP | CIENA | WOTRCG5FAB | 1 | NOOB
NTK555ABE5 | NORTEL OM5100/5200 SP | NORTEL | WMUCA2MAAA | 2 | REF
NTK555ABE5 | NORTEL OM5100/5200 SP | NORTEL | WMUCA2MAAB | 2 | REF
NTN401AA | S/DMS EXP OC-3 LR IF | ADTRAN | SNI2WAP1AB | 1 | REF
NTN404MA | EXPRS GX OC12 IC 1310NM STS12C INFC | NORTEL | SOIFFY0FAD | 1 | REF
NTN412AA | EXPRESS PROTECTION SWITCH CONTROLLR | NORTEL | SNC3NC06AB | 2 | REF
NTN420BA | S/DMS EXPRESS EXPR TERM SHEL | NORTEL | SNI2Y701AD | 1 | REF
NTN422AA | EXPRESS NETWORK PROCESSOR | NORTEL | SNC7MU0DAB | 1 | REF
NTRX42BA | DMS-100 15A BREAKER MODULE | NORTEL | ENPQAUV1AA | 2 | REF
NTRX50FD | DMS-100 SDM S/DMS CPU P-MODULE | NORTEL | ENCEHL0AAA | 4 | REF
NTRX50FS | DMS-100 SDM S/DMS LAN P-MODULE | NORTEL | ENCEML0AAA | 9 | REF
NTRX50GH | DMS-100 SUPERNODE DATA MANAGER | NORTEL | ENIFMU01AA | 5 | REF
NTRX50GX | DMS-100 SUPERNODE DATA MANAGER | NORTEL | ENI2KM0AAA | 25 | REF
NTRX50NB | DMS-100 SUPERNODE DATA MANAGER | NORTEL | ENCEL60AAA | 9 | REF
NTRX50NK | DMS-100 SUPERNODE DATA MANAGER | NORTEL | SOI3760GAA | 1 | REF
OC192IR2-C1 | S1:1 1665 OC192 XFP TRNSC 109537563 | ALCATEL | SOUIAB8FAA | 1 | REF
OC3IR1-I1 | 1665 OC3 IR1 10-1966-01 109453894 | LUCENT | SOOJBDECAA | 2 | NEW
OC3IR1-I1 | 1665 OC3 IR1 10-1966-01 109453894 | LUCENT | SOOJBDECAA | 15 | REF
ONS-SE-155-1510 | SFP OC3/STM1 CWDM 1510 10-1999-02 | CISCO | WMOTCRNAAA | 2 | REF
ONS-SI-2G-S1 | SFP OC48SR/STM16 10-1992-02 | CISCO | WMOTCMUAAA | 2 | REF
PB-1CHOC12SMIR-QPP | M160/40E CHNZD OC12 | JUNIPER | IP5ITBFHAA | 12 | REF
PB-1CHOC3-SMIR-QPP-B | 1-PORT CHANNELIZED OC3 | JUNIPER | IPUIAMEMAB | 1 | REF
PB-1GE-SFP | GBE PHYSICAL INTFC CD | JUNIPER | IPUIADLMAA | 8 | REF
PB-1GE-SX-B | M160 GB ETHNT SX PIC | JUNIPER | IPI4JDDBAA | 2 | REF
PB-MS-100-1-B | MULTI-SVCS100 T640 PHYS INTFC CARD | JUNIPER | IPUIA6YMTA | 2 | REF
PE-1GE-SX-B | M5/M10 GBE SX CCC 750-003163 | JUNIPER | IPI2AAWAAA | 1 | REF
PWR-400W-AC | 400W AC POWER SUPP FOR ME6524 | CISCO | COUPADYBAA | 1 | REF
PWR-MX960-DC-S-E | MX960 -48V DC POWER SUPPLY | JUNIPER | COUPAEDEAA | 3 | NEW
PWR-MX960-DC-S-E | MX960 -48V DC POWER SUPPLY | JUNIPER | COUPAEDEAA | 4 | REF
PWX-031RXCSD10PWDP | PW FUSE PNL 100A 10/10 GMT 20A MAX | ADC | PWFYAR03AA | 1 | NOB
305331 | MICROSHELF 3A KIT (PWR RECTIF SYS) | ELTEK |  | 1 | NOB
306241 | HILTI FS FIREBLOCK 2"X5"X8" RED | HILTI |  | 2 | NEW
306A1-100 | COMMSCOPE CONNECTOR BLOCK | COMMSCOPE |  | 1 | NEW
30800009 | FLUKE TS30 TEST SET 2328041 | FLUKE |  | 1 | NOB
31-70039 | BNC CONNECTOR STRAIGHT | AMPHENOL |  | 1 | NEW
31-70047 | BNC CONNECTOR RIGHT ANGLE | AMPHENOL |  | 2 | NEW
31-70070 | BNC CONNECTOR RIGHT ANGLE | AMPHENOL |  | 4 | NEW
310E1-100-LS | COMMSCOPE PROTECTR BLK CC:103551867 | COMMSCOPE |  | 1 | NOOB
3125I211-2 | TA3000 ADAPTER HARNESS TX TO DSX 5' | ADTRAN |  | 1 | NEW
3140195P | TPS / TLS PLUG IN FUSE HOLDER | GE |  | 2 | REF
327-00010 | CALIX C7 DSL CABLE 50 PIN M/M 4 FT | CALIX |  | 4 | REF
34-0870-01 | AC POWER SUPPLY 1200W | CISCO |  | 2 | REF
3429-5302 | CONN HEADER R/A 26POS 2.54MM | 3M |  | 16 | NEW
350777-1 | 2 POSITION PLUG HOUSING CONNECTOR | TECONNECT |  | 700 | NEW
350918-3 | CONTACT PIN 14-18AWG | TECONNECT |  | 1300 | NEW
350CB06 | FUSE PNL DF 350A 6/6 TLS/TPS 5/5GMT | TELECT |  | 1 | REF
3511-B1-002 | REV L1 COMSPHERE 3511 DSU/CSU MODEM | PARADYNE |  | 2 | NOB
357-7483-030 | SMA STRT MT MALE N FEMALE COAX CONN | ALCATEL |  | 1 | NEW
36090K01 | 2.5" SHIM KIT | TELECT |  | 1 | NEW
36090K06 | TELECT 5" SHIM KIT | TELECT |  | 2 | NOOB
3645-00300 | 5/8 L ANCHOR BOX OF 25 1" HOLE | LOXIN |  | 30 | NEW
3710A | HP 3710A IF/BB TRANSMITTER | HP |  | 1 | REF
371807 | HSL-3-B M12/5 SAFTEY CAP EXP ANCH | HILTI |  | 16 | NEW
371808 | HSL-3-B M12/25 SAFTEY CAP EXP ANCH | HILTI |  | 2 | NEW
372-0243-200 | LATCH-LOCKING FEMALE CONNECTR 25-PC | ALCATEL |  | 6 | NOOB
37647-20 | FUSE ALARM PANEL | HENDRY |  | 1 | NOB
37647-20 | FUSE ALARM PANEL | HENDRY |  | 4 | REF
38542F | 2.5MM&1.25MM CLEANING SWAB 49PK | CHEMTRON |  | 1 | NEW
394035-001 | PROLIANT DL380 COOLING FAN UNIT | HP |  | 12 | REF
399-0001-016 | CORE NTW GRP BLACK FAN | CIENA |  | 17 | REF
3AG24341AA | CAT 5E ETHRNET CBL/INSTALL KIT 1678 | ALCATEL |  | 5 | NEW
3AG24350AB | FILTER HOUSING TRAY/INSTALLKIT 1678 | ALCATEL |  | 5 | NEW
3AG24351AA | MOUNTING BRACKET / INSTALL KIT 1678 | ALCATEL |  | 5 | NEW
3AG24351AB | MOUNTING BRACKET / INSTALL KIT 1678 | ALCATEL |  | 5 | NEW
3AG24352AB | HEAT BAFFLE / INSTALL KIT 1678 | ALCATEL |  | 5 | NEW
3AG24354AA | FAN FILTER 3-PCS / INSTALL KIT 1678 | ALCATEL |  | 4 | NEW
3AG24367AB | INSTALL KIT 1678 MCCANSI DISALC261 | ALCATEL |  | 40 | NEW
3AG24367AC | INSTALL KIT 1678 MCCANSI | ALCATEL |  | 2 | NEW
3AG24384AA | GROUND WIRE / INSTALL KIT 1678 | ALCATEL |  | 5 | NEW
3AG24591AA | POWER CABLE RED / INSTALL KIT 1678 | ALCATEL |  | 5 | NEW
3AG24591AB | POWER CABLE BLUE / INSTALL KIT 1678 | ALCATEL |  | 5 | NEW
3AL48815AA | I06 1648SM RECV LINE INTRFC RLI201 | ALCATEL |  | 2 | REF
3AL48817AA | I06 1648SM TRNSMT LINE INTFC TLI201 | ALCATEL |  | 2 | REF
3AL48835AA | I01 1648SM COMM SHLF PROCESR CSP101 | ALCATEL |  | 1 | REF
3AL48836AA | I01 1648SM TRIB SHLF PROCESS TSP101 | ALCATEL |  | 2 | REF
3AL79497AA | EXTRACTOR KIT / INSTALL KIT 1678 | ALCATEL |  | 5 | NEW
3AL86607AC | 1696 METROSPAN CHASSIS 1696 MSPAN | ALCATEL |  | 5 | NOB
3AL89582AA | CONNECTORIZED CBL/INSTALL KIT 1678 | ALCATEL |  | 5 | NEW
3AN50032AA | 8"METAL TOOL FLAT TIP/INST KIT 1678 | ALCATEL |  | 5 | NEW
3AN50780AA | RED ADHESIVE ACCESORY/INST KIT 1678 | ALCATEL |  | 5 | NEW
3BALU-0201-02-120F | KS24194 L2 COPPER PWR CBL 2AWG 120' | SOUTHWIRE |  | 2 | NEW
3BALU-0201-02-140F | KS24194 L2 COPPER PWR CBL 2AWG 140' | SOUTHWIRE |  | 1 | NEW
3BALU-0201-02-200F | KS24194 L2 COPPER PWR CBL 2AWG 200' | SOUTHWIRE |  | 1 | NEW
3BALU-0201-02-240F | KS24194 L2 COPPER PWR CBL 2AWG 240' | SOUTHWIRE |  | 2 | NEW
3BALU-0201-03-120F | KS24194 L2 COPPER PWR CBL 2AWG 120' | SOUTHWIRE |  | 2 | NEW
3BALU-0201-03-60F | KS24194 L2 COPPER PWR CBL 2AWG 60' | SOUTHWIRE |  | 2 | NEW
3BALU-0201-03-70F | KS24194 L2 COPPER PWR CBL 2AWG 70' | SOUTHWIRE |  | 1 | NEW
3BALU-0201-06-120F | KS24194 L2 COPPER PWR CBL 2AWG 120' | SOUTHWIRE |  | 2 | NEW
3BALU-0201-06-60F | KS24194 L2 COPPER PWR CBL 2AWG 60' | SOUTHWIRE |  | 2 | NEW
3BALU-0201-06-70F | KS24194 L2 COPPER PWR CBL 2AWG 70' | SOUTHWIRE |  | 1 | NEW
3BALU-0601-03-240F | KS24194 L2 COPPER PWR CBL 6AWG 240' | SOUTHWIRE |  | 1 | NEW
3BK25196AA | FAN UNIT WITH 3 3BK07205AA FANS | ALCATEL |  | 2 | REF
3CC58012AA | 23GHZ EQUAL 3DB 2XODU SLPFIT COUPLR | ALCATEL |  | 2 | NOB
3CC58017AA | 11GHZ UNEQ 6DB 2XODU SLIPFIT COUPLR | ALCATEL |  | 13 | NOB
3CC58018AA | 15GHZ UNEQ 6DB 2XODU SLIPFIT COUPLR | ALCATEL |  | 13 | NOB
3DB18219AB | MSS-4 MICROWAVE SERVICE SWITCH SHLF | ALCATEL |  | 10 | NOB
3DB20442BBAA02 | 9500 MPR MPT-HC-L6GHZ 252 2/2P | ALCATEL |  | 13 | F/S
3DB20442BBAA02 | 9500 MPR MPT-HC-L6GHZ 252 2/2P | ALCATEL |  | 2 | NOB
3DH04122AJ | MDR-8000 SHELF | ALCATEL |  | 2 | REF
3EM02084AA | ASSEMBLY, SHELF, LMC 240 1631-SX | ALCATEL |  | 4 | NOOB
3EM14570AYAA | FBR CABLE SIMPLEX LC-SC 23 METER | ALCATEL |  | 30 | NEW
3EM14571CCAA | FBR CABLE SM SC/LC 50 METER | ALCATEL |  | 20 | NEW
3EM15065AYAA | FBR RISER CABLE SM 2MM LC/LC 26 M | ALCATEL |  | 20 | NEW
3EM15065BEAA | FBR CABLE SM 2MM LC/LC 32 METER | ALCATEL |  | 4 | NEW
3EM15066BDAA | FBR CABLE SM RISER LC/LC 31 METER | ALCATEL |  | 7 | NEW
3EM16258AA | LUG EXTENDER, GND | ALCATEL |  | 5 | REF
3EM17592ABAA | BRACKET, WG SUPPORT | ALCATEL |  | 10 | NOOB
3EM1969AA | BRACKET, WG SUPPORT | ALCATEL |  | 10 | NOOB
3EM23511AA | SNGLE RUN WAVEGUIDE KIT POSITION A2 | ALCATEL |  | 2 | NEW
3EZ00902DB | GIGE LX APPLIQUE XL AGLX001D | ALCATEL |  | 1 | NOB
3FE00212AA | ALCATEL-LUCENT CELLPIPE 7130 ROUTER | ALCATEL |  | 175 | F/S
3FE24573AA | MA-LT FILLER 3FE24573 AA AB 01 | ALCATEL |  | 7 | REF
3FE24574AA | MA-NT FILLER 3FE24574 AA AB 01 | ALCATEL |  | 2 | REF
3HE00387BB | 7450 ESS SHELF BUNDLE W FAN AND PWR | ALCATEL |  | 2 | NOB
3HE02598AA | 7750 SR-12 SHELF FAN TRAY | ALCATEL |  | 1 | NOB
3HE04012AA | 7450 ESS-6V CHASSIS W/ FAN & PEM-3 | ALCATEL |  | 1 | NOB
3HMR | 2" LB-200 COND BODY W/GASKET & COV | UL |  | 5 | NEW
3JR09120AHBA | 9361 HOMECELL V2.0 1900/850MHZ | ALCATEL |  | 103 | NOB
3JR50012AA | PWR, DIST, PNL, LR, PDP, 13U, FG | ALCATEL |  | 70 | NEW
3JR52740AAAA | FOSM GLARO LEAD 4.8 FXS LCD-LCD1.5M | TYCO |  | 100 | NEW
3MV00249AAAA | ALP-130 CABINET LOADED 3FE24319AA | ALCATEL |  | 1 | NEW
400PNM-CS8 | TYPE N MALE CONN FOR CNT-400 BR CBL | ANDREW |  | 13 | NEW
401024443 | SEALING RING, 1 INCH (2-PC) | RYOR |  | 40 | NEW
402017214 | SUMITUBE FLEXIBLE HEAT SHRINK 4FT | LUCENT |  | 8 | NEW
407-9606.00-00015 | 2-085DST DST SWINGHANDLE RS PRC | DIRAK |  | 85 | REF
407013879 | 735A BNC CONN KS-23558 L16 | LUCENT |  | 14 | NEW
407198928 | 10FT GROUND KIT 6# KS22641L1 W/LUGS | LUCENT |  | 8 | NEW
407302926 | LUCENT CLEAR 1" X 4' SHRINK TUBING | LUCENT |  | 8 | NEW
407434927 | RACK KIT | LNGE PWR |  | 8 | NOB
407633205 | CABLE 300V WHT KS22247L4 20FT | LUCENT |  | 8 | NEW
408498947 | K-9 FILLER BAR + JCT 1-1/2" / 2" CR | LUCENT |  | 16 | NEW
408498954 | K-25C END CAP KIT 2" CABLE RACK | LUCENT |  | 32 | NEW
408498962 | K-65 CA RACK SUPPORT | LUCENT |  | 16 | NEW
408498996 | K-107 TOP SUPPORT FOR FRAME | LUCENT |  | 16 | NEW
408692879 | MC035-CDMA-001 DIRECTIONAL COUPLER | LUCENT |  | 82 | NEW
409065901 | COUPLING, 1-INCH METAL | RYOR |  | 40 | NEW
41920 | 1/2" EMT TWO HOLE STRAP PKOF25 | SIGMA ELEC |  | 1 | NEW
41922 | PROCONNEX 1" EMT 2-HOLE STRAP 4/PK | SIGMA ELEC |  | 1 | NEW
420-0022-060 | DUPLEX SC/SC CONNECTOR | ALCATEL |  | 4 | NEW
4213612L1#TDM | TA612 T1 TDM W/DSX-1 3RD GEN | ADTRAN |  | 1 | REF
4242908L5 | TA908E SINGLE DSP ROUTER | ADTRAN |  | 1 | REF
431051-010100-002015 | FIBER CABLE SM SC/SC 15FT | CABLE |  | 9 | NEW
431440-044804-002038 | DUAL FBR CBL W/DUAL LC/SC ENDS 38FT | CABLE |  | 2 | NEW
431440-044804-002041 | DUAL FBR CBL W/DUAL LC/SC ENDS 41FT | CABLE |  | 6 | NEW
431440-044804-002044 | DUAL FBR CBL W/DUAL LC/SC ENDS 44FT | CABLE |  | 6 | NEW
431440-044804-002097 | DUAL FBR CBL W/DUAL LC/SC ENDS 97FT | CABLE |  | 3 | NEW
43921 | 3/4" EMT 1 HOLE STRAP 20 PACK | SIGMA ELEC |  | 2 | NEW
44925 | 2" EMT STEEL ONE HOLE STRAP 2PK | GAMPAK |  | 2 | NEW
45-163 | COAXIAL CBL STRIPPER 1/8"- 7/32"OD | IDEAL |  | 1 | NEW
45920S | 1/2" EMT ONE HOLE STRAP PK OF 25 | SIGMA ELEC |  | 2 | NEW
463172-001 | PROLIANT DL380 COOLING FAN UNIT | HP |  | 4 | REF
4647 | MODEL 4647 IF NOISE TEST SET | SCIENTIFIC |  | 1 | REF
47322 | 3/4" RGD/IMC INSULATING BUSHING | GAMPAK |  | 8 | NEW
474-LT2 | 1 1/2" 90 DEGREE LIQUIDTIGHT CONNCT | BRIDGEPORT |  | 13 | NEW
48-02RC | SPLICE PLATE KIT | COPE |  | 6 | NEW
48042F | 2.5MM FIBER OPTIC SWAB 48PK | CHEMTRON |  | 1 | NEW
49100 | 1/2"OR 3/8"RGD/EMT CONDU HNGR WNB | SIGMA ELEC |  | 14 | NEW
49110 | 3/4" RGD/EMT CONDIUT HNGER W NUT/BO | SIGMA ELEC |  | 4 | NEW
49120 | 1" RGD/EMT CONDIUT HNGER W NUT/BOLT | SIGMA ELEC |  | 1 | NEW
49250 | 1/2" STEEL EMT COMPRESSION CONNECTR | SIGMA ELEC |  | 2 | NEW
49306 | 1 1/4"-1" REDUCING WASHER PK OF 2 | SIGMA ELEC |  | 2 | NEW
49323 | 1" RGD/IMC INSULATING BUSHING | GAMPAK |  | 3 | NEW
49401 | 3/8"-1/2" BX/FLEX/MC SQUEEZE CONN | SIGMA ELEC |  | 10 | NEW
49430 | 1/2" STRAIGHT CONDUIT CONNECTOR | SIGMA ELEC |  | 1 | NEW
49431 | 3/4" LQD STRAIGHT CONDUIT CONNECTOR | SIGMA ELEC |  | 5 | NEW
5-B | 2" RGD/EMT CONDUIT HNGER W/NUT/BOLT | COOPER |  | 3 | NEW
501-018-11 | ACCEDIAN METRONID AMN-1000-TE | ACCEDIAN |  | 1 | NOB
5054-SUA-LR-US | TSUNAMI HIGH POWER SUBSCBRIBER | PROXIM |  | 6 | NOB
5122-900 | OVERTURE NETWORKS ISG 2200 | OVERTURE |  | 1 | NOB
520093-1 | KIT SHIELD HARDWARE 6FT | COMMSCOPE |  | 1 | NEW
5205817-1 | AMPLIMITE SCREWLOCK ASSY KT QTY 100 | TECONNECT |  | 172 | NEW
5232 | 1/2" STRAIGHT STEEL CONDUIT CONNECT | THOMASBETT |  | 2 | NEW
5257 | 2"LIQUIDTIGHT 90DEG COND BOX OF 5 | THOMASBETT |  | 22 | NOB
5264 | 1" LIQUIDTIGHT SEALING GASKET | THOMASBETT |  | 94 | NEW
53-2201-01 | CISCO SPARE CLIPS | CISCO |  | 9 | NEW
5337 | 2"LIQUIDTIGHT STRT COND BOX OF 5 | THOMASBETT |  | 225 | NOB
5347 | 2"LIQUIDTIGHT 45DEG CONDUIT CNECTR | THOMASBETT |  | 31 | NOB
5354 | 1" 90 DEG METAL CONDUIT CNECTOR 5PC | THOMASBETT |  | 29 | NEW
5402-T005 | REV 03 FAN PWR/ALM CABLE 0939 | TYCO |  | 1 | REF
5406533-1 | RJ45 INV MOD JACK,1X1,LED (G/Y) | TE |  | 152 | NEW
541-1453-01 | 8CORE 1.2GHZ SYSTEM BOARD FOR T2000 | SUNMICRO |  | 1 | REF
54218 | TWO HOLE LUG 500 MCM, 3/8 BOLT SIZE | THOMASBETT |  | 79 | NEW
54218KIT | 54218 LUG 500 MCM KIT | THOMASBETT |  | 358 | NEW
5502U | UNISTRUT HANGER NON INSULATED | AIREYTHOMP |  | 3 | NEW
558331-1 | PANEL KIT CABLE MANAGEMENT | ADC |  | 7 | REF
56985201 | 4/0 TELCOFLEX IV KS24194 L4 48FT | TELCOFLEX |  | 30 | NEW
F2PCLB58 | 2PC THREADED ROD 5/8 BRCKT KIT | PANDUIT |  | 1 | NEW
FAN-6100 | HN6100 COOLING MODULE REV-E | HATTERAS |  | 1 | NEW
FAN-6100 | HN6100 COOLING MODULE REV-F | HATTERAS |  | 2 | NEW
FAN-6100 | HN6100 COOLING MODULE REV-G | HATTERAS |  | 1 | NEW
FBR-SM-2-SC/FC-100F | FIBER CABLE DUPLEX SM SC/FC 100F | CABLE |  | 6 | NEW
FBR-SM-24-115F | FIBER CABLE SM 24 COUNT 115F | CABLE |  | 2 | NEW
FBR-SM-72-SC/STUB-54 | FIBER CABLE SM 72-FBR SC/STUB 54FT | CABLE |  | 1 | NEW
FBR-SM-8-LC/STUB-45F | FIBER CABLE SM 8-FBR LC/STUB 45FT | CABLE |  | 13 | NEW
FBR-SM-LC/LC-65FT | FBR CABLE SM LC/LC 45 DEGCON 65FT | CABLE |  | 25 | NEW
FBR-SM-LC/SC-230F | FIBER CABLE LC/SC 230FT | FIBER |  | 16 | NEW
FBR-SM-LC/SC-3M | FBR CABLE SM LC/SC 9/125 3 METERS | CABLE |  | 600 | NEW
FBR-SM-SC/LC-10F | FIBER CABLE SM SC/LC 10FT | CABLE |  | 80 | NEW
FBRA-SM-6-SC/LC-100F | FIBER CABLE ARM SM 6-FBR SC/LC 100F | CORNING |  | 1 | NEW
FBRA-SM-6-SC/LC-50F | FIBER CABLE ARM SM 6-FBR SC/LC 50FT | CORNING |  | 1 | NEW
FBRA-SM-6-SC/SC-100F | FIBER CABLE ARM SM 6-FBR SC/SC 100F | CORNING |  | 1 | NEW
FBRA-SM-6-SC/SC-70F | FIBER CABLE ARM SM 6-FBR SC/SC 70FT | CORNING |  | 1 | NEW
FC9681FIL1 | FW4100 FILLER | FUJITSU |  | 8 | REF
FCF2X2OR | 2" X 2" ORANGE COUPLER FITTING | PANDUIT |  | 4 | NEW
FCF2X2YL | 2" X 2" YELLOW COUPLER FITTING | PANDUIT |  | 14 | NEW
FCP-22L | SUMITOMO FIBER CLEAVER CUTTING TOOL | SUMITOMO |  | 1 | REF
FD48B6QDLX | FALCON FAN ASSY 040187 48V .72A | COMAIRROTR |  | 64 | NOB
FDF-ACC113 | VERTICAL CABLE GUIDE 4" X 5" | ADC |  | 3 | NOOB
FEC4X4OR | 4X4 END CAP FITTING ORANGE | PANDUIT |  | 30 | NEW
FFWC2X2LG | FITTING AND COVER 4-WAY CROSS 2X2 | PANDUIT |  | 2 | NEW
FGS-ACC041 | 4" TO 4" COMMERCIAL ADAPTER | ADC |  | 1 | NEW
FGS-ACC042 | ADC 6" FGS TO 8" TYTON ADAPTER | ADC |  | 2 | NEW
FGS-ACC046 | KIT 4" DITEL ADAPTER | ADC |  | 2 | NEW
FGS-ACC102 | 4" TO 6" TYTON ADAPTER | ADC |  | 1 | NEW
FGS-ACC122 | 12 INCH TO 4 INCH TYTON ADAPTER | ADC |  | 1 | NEW
FGS-ACC528 | 2" FGS TO 2" TYTON ADAPTER KIT | ADC |  | 1 | NEW
FGS-ACC535 | 2" FGS TO 2" NEWTON ADAPTER KIT | COMMSCOPE |  | 1 | NEW
FGS-ACC535 | 2" FGS TO 2" NEWTON ADAPTER KIT | COMMSCOPE |  | 1 | REF
FGS-ASRI-5F | 4" SQUARE TO 2" ROUND ADAP W/TUBE | ADC |  | 47 | NEW
FGS-CD4E-A | 4" 45 DEGREE DOWN ELBOW COVER | ADC |  | 17 | NEW
FGS-CD4E-B | 6IN 45 DOWN ELBOW FIXED COVER | ADC |  | 21 | NEW
FGS-CD9E-A | 4IN 90DEG DOWN ELBOW COVER | ADC |  | 53 | NEW
FGS-CD9E-B | COVER FOR 6" VERTICAL 90 DEGREE DOW | ADC |  | 26 | NEW
FGS-CDSA-AB | 4" TO 6" STRAIGHT ADAPTER COV FIXED | ADC |  | 32 | NEW
FGS-CDSA-AB | BLACK COVERS | ADC |  | 69 | NEW
FGS-CH4E-A | 4" 45 HORIZONTAL 45 DEGREE ELBOW CR | ADC |  | 8 | NEW
FGS-CH4E-B | 6'' 45 HORIZONTAL 45 DEG ELBOW CVR | ADC |  | 16 | NEW
FGS-CH9E-A | 4IN 90 DEG HORIZ ELBOW COVER | ADC |  | 31 | NEW
FGS-CH9E-B | 4X6 90 DEG HORIZONTAL ELBOW COVER | ADC |  | 3 | NEW
FGS-CHRT-A | 4" HORIZONTAL "T" COVER | ADC |  | 40 | NEW
FGS-CHRT-B | 4X6 HORIZONTAL T FIXED COVER | ADC |  | 48 | NEW
FGS-CHXP-A | COVER FOR 4" HORIZONTAL CROSS | ADC |  | 19 | NEW
FGS-CHXP-B | 4X6 HORIZONTAL CROSS | ADC |  | 18 | NEW
FGS-CLIP-E | DUCT COVER CLIP | ADC |  | 3 | NEW
FGS-FHXP-H | FGS 24" COVER, 24" CROSS | ADC |  | 2 | NEW
FGS-FLEXV-4F-A2C | DUAL FLEX KIT 2"X4' KT03-A REPLACE | ADC |  | 15 | NEW
FGS-FLEXV-4F-C | SINGLE FLEX KIT 2"X4' KT03-A1 REPLA | ADC |  | 35 | NEW
FGS-FLEXVAD-7F-C | FLEXVERTICAL KIT, 2 IN X 2 IN, 7 FT | ADC |  | 8 | NEW
FGS-HASK-C | ALUMINUM TRACK SUPPORT KIT | ADC |  | 3 | NEW
FGS-HDCB-C | 2IN DIGITAL CABLE WAY SUPPORT KIT | ADC |  | 98 | NEW
FGS-HDLB-4 | LADDER RACK BRACKET 4" / 6" KIT | ADC |  | 89 | NEW
FGS-HDSI-AB | 4X4/4X6 DOWNSPOUT INSERT | ADC |  | 185 | NEW
FGS-HDSI-F/D | DOWNSPOUT ADAPTER 4"X12" TO 4"X4" | ADC |  | 1 | NEW
FGS-HETP-H-5/8 | EXIST THRDED ROD TRAPEZE BRKT 5/8" | ADC |  | 1 | NEW
FGS-HETR-1/2 | 1/2" EXISTING THREADED ROD BRKT KIT | ADC |  | 5 | NEW
FGS-HETR-3/8 | KIT,3/8" EXIST THRD ROD | ADC |  | 43 | NEW
FGS-HETR-5/8 | 5/8" EXISTING THREADED ROD BRACKET | ADC |  | 88 | NEW
FGS-HETR-5/8-A | 5/8IN MOD EXT THREAD BRACKET KIT | ADC |  | 9 | NEW
FGS-HETR-F-5/8 | 5/8" EXISTING THREDDED ROD BRKT 12" | ADC |  | 39 | NEW
FGS-HHEC-10 | FLEX TUBE CLAMPS (KIT OF 10) | ADC |  | 1 | NEW
FGS-HHGK | HINGE KIT FOR 4X4 AND 4X6 COVERS | ADC |  | 73 | NEW
FGS-HIFC-A | IFC TIE DOWN | ADC |  | 77 | NEW
FGS-HIFC-B | 4X6 IFC TIE BRACKET | ADC |  | 2314 | NEW
FGS-HISR-B | 6" STRAIN RELIEF KIT | ADC |  | 8 | NEW
FGS-HKW2-E | 2 X 4 VERT KTW2-E MOUNT KIT 10 PACK | ADC |  | 10 | NEW
FGS-HLBK | L-BRACKET | ADC |  | 27 | NEW
FGS-HLDR-5/8 | 5/8 LADER RACK BRACKET KIT | ADC |  | 363 | NEW
FGS-HLDR-C | 2 WYE BRACKET | ADC |  | 1 | NEW
FGS-HMEC-24 | 2X4 VERT END CAP | ADC |  | 10 | NEW
FGS-HMEC-A | 4" END CAP | ADC |  | 43 | NEW
FGS-HMEC-B | 4X6 END CAP | ADC |  | 27 | NEW
FGS-HMEC-B | 4X6 END CAP | ADC |  | 1 | REF
FGS-HMEC-C | 2IN END CAP W/ JUNCTION | ADC |  | 67 | NEW
FGS-HMEC-E | 4" X 2" END CAP | ADC |  | 21 | NEW
FGS-HMEC-F | 4X12 END CAP | ADC |  | 17 | NEW
FGS-HMEC-F | 4X12 END CAP | ADC |  | 4 | REF
FGS-HMEC-G | 2X6 END CAP | ADC |  | 40 | NEW
FGS-HNTP-F-5/8 | 12 IN 5/8-INCH (16MM)TRAPEZE SUPPOR | ADC |  | 17 | NEW
FGS-HNTR-16MM | THREADED ROD BRACKET KIT 16MM | ADC |  | 50 | NEW
FGS-HNTR-5/8 | NEW 5/8 THREADED ROD BRACKET KIT | ADC |  | 338 | NEW
FGS-HNTR-5/8-A | 5/8-INCH MOD THREADED ROD BRACKET | ADC |  | 30 | NEW
FGS-HNTS-5/8 | TOP SUPPORT C-BRACKET KIT, 5/8" | ADC |  | 2 | NEW
FGS-HNTS-5/8-LP | 5/8 TOP SUPPORT C BRACKET LOW PROF | ADC |  | 198 | NEW
FGS-HNTS-F-5/8 | ADC KIT,CANTIL,12IN | ADC |  | 30 | NEW
FGS-HNTS-F-5/8-LP | 5/8" TOP SUPP THR ROD BRACKET KIT | ADC |  | 13 | NEW
FGS-HSHC-10 | (10) CLAMP HOSE KIT 7/8 HOSE TO RAC | ADC |  | 8 | NEW
FGS-HTHR-5/8-120 | THREADED ROD 5/8" X 120" | ADC |  | 4 | NEW
FGS-HTHR-5/8-21 | THREADED ROD 5/8" X 21" | ADC |  | 12 | NEW
FGS-HTHR-5/8-30 | THREADED ROD 5/8" X 30" | ADC |  | 1 | NEW
FGS-HTHR-5/8-36 | THREADED ROD 5/8" X 36" | ADC |  | 5 | NEW
FGS-HTHR-5/8-42 | THREADED ROD 5/8" X 42" | ADC |  | 5 | NEW
FGS-HTHR-5/8-60 | THREADED ROD 5/8" X 60" | ADC |  | 17 | NEW
FGS-HTHR-5/8-72 | THREADED ROD 5/8" X 72" | ADC |  | 1 | NEW
FGS-HTR2-1/2 | 2X2 1/2" T-ROD KIT | ADC |  | 17 | NEW
FGS-HTR2-2-5/8 | EXISTING THREADED ROD BRCKT KIT 5/8 | ADC |  | 18 | NEW
FGS-HTR2-5/8 | 2" SUPPORT BRACKET KIT | ADC |  | 127 | NEW
FGS-HTUB-1/2 | CENTER SUPPORT BRACKET KIT 1/2" | ADC |  | 1 | NEW
FGS-HTUB-5/8 | KIT MNTG T-BRKT 4IN/6IN | ADC |  | 15 | NEW
FGS-HUFB-C | 2IN UNDER FLOOR SUPPORT KIT | ADC |  | 19 | NEW
FGS-HUR2-F | 12'' FGS KIT(1.75" PEDESTAL MOUNT) | ADC |  | 1 | NEW
FGS-HWMB-C | 2X2 VERT DUCT MOUNT KIT KTW1/MSHA | ADC |  | 23 | NEW
FGS-HWMB-D | 4X4 VERTICAL DUCT MNT BRACKET KIT | ADC |  | 63 | NEW
FGS-ISLAND-F | 4X12 ISLAND T SPOOL+TRUMPET FLARE | ADC |  | 1 | NEW
FGS-JUNC-A | 4X4 JUNCTION | ADC |  | 228 | NEW
FGS-JUNC-B | 6IN JUNCTION | ADC |  | 42 | NEW
FGS-JUNC-F | 12IN JUNCTION | ADC |  | 22 | NEW
FGS-JUNC-G | 2X6 JUNCTION | ADC |  | 222 | NEW
FGS-KDH2-C | 2-INCH EXTNDED DOWNSPOUT W/FLEXTUBE | ADC |  | 1 | NEW
FGS-KQKB | QUICK KNOBS | ADC |  | 1 | NEW
FGS-KQKB | QUICK KNOBS (10) | ADC |  | 36 | NEW
FGS-KT03-A | 4" END CAP W/2 2" FLX TUB 5FT | ADC |  | 90 | NEW
FGS-KT03-A1 | 4" CAP W/ (1) 2" X 5 FT FLEX TUBE | ADC |  | 70 | NEW
FGS-KT03-A10F | 4"X4", DUAL 2" FLEX TUBE ATTACH 10' | ADC |  | 1 | NEW
FGS-KT03-A4-5F | 4"X4" QUAD 2" FLEX TUBE ATT 5' | ADC |  | 5 | NEW
FGS-KT03-B | 4" X 6" CAP W/(2) 2" FLEX TUBES 5FT | ADC |  | 2 | NEW
FGS-KT03-C | DUAL 7/8'' 5 FT FLEX 2X2 TUBE ATT | ADC |  | 50 | NEW
FGS-KT03-G-5F | 2"X6" END CAP W/2 2" FLX TUB 5FT | ADC |  | 1 | NEW
FGS-KT09 | TROUGH COVER CLIP KIT | ADC |  | 39 | NEW
FGS-KT09 | TROUGH COVER CLIP KIT OF (3) | ADC |  | 565 | NEW
FGS-KTW1-C | 2X2X6 SLOTTED DUCT 4IN SPACING | ADC |  | 53 | NEW
FGS-KTW1-CA | 2IN SLOTTED DUCT KIT 1.5" SPC | ADC |  | 245 | NEW
FGS-KTW1-JA | 2X2 6' VERT SLT 1.5" SPC W/HING CVR | ADC |  | 85 | NEW
FGS-KTW2-D | 4X4 VERTICAL SLOTTED 4IN SPACING | ADC |  | 119 | NEW
FGS-KTW2-D-L3 | 4X4 VERT SLT 4"-SPC SNAP ON CVR 6FT | COMMSCOPE |  | 6 | NEW
FGS-KTW2-E | 4X2 VERTICAL SLOTTED 1.5 SPC DUCT | ADC |  | 76 | NEW
FGS-KTW2-J | 4X4 6' VERT SLT 4" SPC W/HING COV | ADC |  | 21 | NEW
FGS-KTW2-K | 4X4 6' VERT SLT 2" SPC W/HING COV | ADC |  | 25 | NEW
FGS-KTW2-R | 2X4, 6' VERT SLT 2" SPC W/HING COV | ADC |  | 29 | NEW
FGS-KTW4-C | 2IN X 2IN VERT SOLID DUCT KIT 6FT | ADC |  | 17 | NEW
FGS-MCDS-AB | 4IN DOWNSPOUT COVER | ADC |  | 95 | NEW
FGS-MCDS-AB | 4IN DOWNSPOUT COVER | ADC |  | 4 | REF
FGS-MD4A-C | 45 DEGREE DOWN ELBOW 2" WITH COVER | ADC |  | 1587 | NEW
FGS-MD4E-A | 4" 45° DOWN ELBOW | ADC |  | 71 | NEW
FGS-MD4E-A | 4" 45° DOWN ELBOW | ADC |  | 4 | REF
FGS-MD4E-B | 6" 45 DEGREE DOWN ELBOW | ADC |  | 18 | NEW
FGS-MD4E-B | 6" 45 DEGREE DOWN ELBOW | ADC |  | 2 | REF
FGS-MD4E-F | 12" 45 DEGREE DOWN | ADC |  | 4 | NEW
FGS-MD4E-F | 12" 45 DEGREE DOWN | ADC |  | 1 | REF
FGS-MD4E-G | ELBOW DOWN 45 FGS 2X6 | ADC |  | 3 | NEW
FGS-MD9A-C | 2X2 90 DEG DOWN ELBOW | ADC |  | 99 | NEW
FGS-MD9E-A | 4X4 90 DEGREE DOWN ELBOW | ADC |  | 37 | NEW
FGS-MD9E-B | 4X6 90 DOWN ELBOW | ADC |  | 28 | NEW
FGS-MD9E-B | 4X6 90 DOWN ELBOW | ADC |  | 1 | REF
FGS-MD9E-F | 12" 90 DEGREE DOWN | ADC |  | 16 | NEW
FGS-MD9E-G | 2X6 90 DOWN ELBOW | ADC |  | 4 | NEW
FGS-MDRT-F | 4 X 12 DOWNSPOUT WITH REAR TEE | ADC |  | 3 | NEW
FGS-MDSA-AB | 4X4 TO 4X6 STRAIGHT ADAPTER | ADC |  | 192 | NEW
FGS-MDSA-AB | 4X4 TO 4X6 STRAIGHT ADAPTER | ADC |  | 1 | REF
FGS-MDSA-AC | 2'' TO 4'' ADAPTER/REDUCER W/COV | ADC |  | 77 | NEW
FGS-MDSA-C2C | ADAPTER, 2X2 TO DUAL 2X2 | ADC |  | 2 | NEW
FGS-MDSA-FB | 12" TO 6" REDUCER | ADC |  | 6 | NEW
FGS-MDSA-FB | 12" TO 6" REDUCER | ADC |  | 3 | REF
FGS-MDSA-FB-R | 4X12 TO 4X6 ADAPTER | ADC |  | 1 | NEW
FGS-MDSA-GA | ADAPTER FGS 2X6 TO 4X4 | ADC |  | 5 | NEW
FGS-MDSA-GB | 2X6 TO 4X6 ADAPTER | ADC |  | 10 | NEW
FGS-MDSP-A | 4 INCH DOWNSPOUT | ADC |  | 239 | NEW
FGS-MDSP-A/I | 4" INSERTABLE DOWNSPOUT | ADC |  | 22 | NEW
FGS-MDSP-B/I | 6" INSERTABLE DOWNSPOUT | ADC |  | 13 | NEW
FGS-MDSP-EX-A | 4X4 EXTENDED DOWNSPOUT | ADC |  | 51 | NEW
FGS-MDSP-EX-B | 4X6 EXTENDED DOWNSPOUT | ADC |  | 30 | NEW
FGS-MDSP-F | 12 INCH HORZ DOWN SPOUT W 6 IN EXIT | ADC |  | 27 | NEW
FGS-MDSP-F | 12 INCH HORZ DOWN SPOUT W 6 IN EXIT | ADC |  | 8 | REF
FGS-MDSP-G | DOWNSPOUT 2X6 TO 2X2 | ADC |  | 11 | NEW
FGS-MEX1-C-10F | 2 IN FLEX TUBE ATCH W/ 10FT TUBE | ADC |  | 3 | NEW
FGS-MEX1-C-15F | 2 IN FLEX TUBE ATCH W/ 15 FT TUBE | ADC |  | 3 | NEW
FGS-MEX1-C-5F | 2 IN FLEX TUBE ATCH W/ 5FT TUBE | ADC |  | 174 | NEW
FGS-MEXC-E-A | EXPRESS EXIT COVER, 4" | ADC |  | 68 | NEW
FGS-MEXC-E-B | REAR CVR (100MM) XP EXIT 4X6 SYSTEM | ADC |  | 73 | NEW
FGS-MEXC-E-F | FLIP COVER 4X12 FOR EXPRESS EXIT | ADC |  | 64 | NEW
FGS-MEXP-A/B/F | FBR DUCT 2X2 EX DWN SP | ADC |  | 218 | NEW
FGS-MEXP-A/B/F | FBR DUCT 2X2 EX DWN SP | ADC |  | 4 | REF
FGS-MEXP-E-A/B/F | 4IN EXPRESS EXIT KIT 4X4 4X6 4X12 | ADC |  | 117 | NEW
FGS-MEXP-G-A/B/F | 6-INCH EXPRESS EXIT | ADC |  | 14 | NEW
FGS-MEXP-LP-A/B/F | EXPRESS EXIT KIT, 2X2 LOW PROFILE | ADC |  | 46 | NEW
FGS-MEXP-LP-G | LOW PROFILE 2X6 EXPRESS EXIT | ADC |  | 34 | NEW
FGS-MFAW-A | 4X4 SNAP FIT JUNCTION | ADC |  | 507 | NEW
FGS-MFAW-F | 12" SNAP JUNCTION | ADC |  | 40 | NEW
FGS-MFTY-10F | 7/8 FLEX TUBE 10FT | ADC |  | 101 | NEW
FGS-MFTY-15F | 7/8 FLEX TUBE 15FT | ADC |  | 1 | NEW
FGS-MH4A-C | 2" 45 DEGREE HORIZ ELBOW W/COVER | ADC |  | 52 | NEW
FGS-MH4E-A | 4X4 45º HORIZONTAL ELBOW | ADC |  | 31 | NEW
FGS-MH4E-B | 4X6 45 HORIZ ELBOW | ADC |  | 16 | NEW
FGS-MH4E-B | 4X6 45 HORIZ ELBOW | ADC |  | 1 | REF
FGS-MH4E-F | 12" 45 DEGREE HORIZONTAL | ADC |  | 3 | NEW
FGS-MH4E-F | 12" 45 DEGREE HORIZONTAL | ADC |  | 1 | REF
FGS-MH9A-C | 2IN 90 HORZ ELBOW | ADC |  | 64 | NEW
FGS-MH9A-C-45/2 | 2X2 90° EXTENDED HORIZONTAL ELBOW | ADC |  | 16 | NEW
FGS-MH9E-A | 4X4 90 HORIZONTAL ELBOW | ADC |  | 100 | NEW
FGS-MH9E-B | 90° HORIZONTAL ELBOW | ADC |  | 57 | NEW
FGS-MH9E-B | 90° HORIZONTAL ELBOW | ADC |  | 8 | REF
FGS-MH9E-F | 12" 90 DEGREE HORIZONTAL | ADC |  | 20 | NEW
FGS-MH9E-G | 2X6 HORZ 90 ELBOW | ADC |  | 12 | NEW
FGS-MHIS-A | 4IN CUT IN T | ADC |  | 12 | NEW
FGS-MHIS-B | 6IN CUT IN T | ADC |  | 15 | NEW
FGS-MHRT-A | 4IN HORIZONTAL T | ADC |  | 114 | NEW
FGS-MHRT-A | 4IN HORIZONTAL T | ADC |  | 2 | REF
FGS-MHRT-B | 6 INCHHORIZONTAL T | ADC |  | 43 | NEW
FGS-MHRT-B | 6 INCHHORIZONTAL T | ADC |  | 11 | REF
FGS-MHRT-B-VS | 4X6 HORIZONTAL T MOUNTING KIT | ADC |  | 2 | NEW
FGS-MHRT-F | 4X12 HORIZONTAL T | ADC |  | 23 | NEW
FGS-MHRT-F | 4X12 HORIZONTAL T | ADC |  | 5 | REF
FGS-MHRT-F-VS | 4X12 HORIZONTAL T MOUNTING KIT | ADC |  | 9 | NEW
FGS-MHRT-F/B | 12-INCH HORIZ T W/ A 6IN EXIT | ADC |  | 63 | NEW
FGS-MHRT-F/B | 12-INCH HORIZ T W/ A 6IN EXIT | ADC |  | 7 | REF
FGS-MHRT-F/B-VS | 12" VARIABLE SUPPORT BRACKET KIT | ADC |  | 26 | NEW
FGS-MHRT-G | 2X6 HORIZONTAL T | ADC |  | 8 | NEW
FGS-MHRT-H | 24" HORIZONTAL T | ADC |  | 2 | NEW
FGS-MHRT-H/F | 4X24 ISLAND T WITH SINGLE 12" EXIT | ADC |  | 1 | NEW
FGS-MHRT-H/F-VS | 24" VARIABLE SUPPORT BRACKET KIT | ADC |  | 4 | NEW
FGS-MHTA-C | 2" T WITH COVER | ADC |  | 46 | NEW
FGS-MHXP-A | 4X4 HORIZONTAL CROSS | ADC |  | 56 | NEW
FGS-MHXP-A | 4X4 HORIZONTAL CROSS | ADC |  | 7 | REF
FGS-MHXP-B | 4X6 HORIZONTAL CROSS | ADC |  | 9 | NEW
FGS-MHXP-B | 4X6 HORIZONTAL CROSS | ADC |  | 13 | REF
FGS-MHXP-B/F | 4X12 TO 4X6 HORIZONTAL CROSS | ADC |  | 47 | NEW
FGS-MHXP-B/F | 4X12 TO 4X6 HORIZONTAL CROSS | ADC |  | 3 | REF
FGS-MHXP-B/F-VS | 12" VARIABLE SUPPORT BRACKET KIT | ADC |  | 1 | NEW
FGS-MHXP-C | 2X2 HORIZONTAL CROSS WITH COVER | ADC |  | 104 | NEW
FGS-MHXP-F | 4X12 HORIZONTAL CROSS | ADC |  | 13 | NEW
FGS-MHXP-F-VS | 12" VARIABLE SUPPORT BRACKET KIT | ADC |  | 1 | NEW
FGS-MHXP-F/H | 24" HORIZ CROSS W/ TWO 12" EXITS | ADC |  | 8 | NEW
FGS-MHXP-F/H-VS | 24" VARIABLE SUPPORT BRACKET KIT | ADC |  | 21 | NEW
FGS-MHXP-G | 2X6 HORIZONTAL CROSS | ADC |  | 5 | NEW
FGS-MHXP-H | 24"HORIZONTAL CROSS | ADC |  | 7 | NEW
FGS-MHXP-H-VS | VARBL SUPP BRKT KIT 4X24 SYS HORIZ | ADC |  | 1 | NEW
FGS-MIDY-10F | 2 IN FLEX TUBE 10FT | ADC |  | 23 | NEW
FGS-MIDY-15F | 2 IN FLEX TUBE 15FT | ADC |  | 18 | NEW
FGS-MIDY-90F | 2 IN FLEX TUBE 90FT | ADC |  | 1 | NEW
FGS-MJWR-A | 4 INCH DOWNSPOUT JUNCTION KIT | ADC |  | 98 | NEW
FGS-MJWR-B | 6" JUNCTION KIT | ADC |  | 297 | NEW
FGS-MJWR-C | 2IN SNAP FIT JUNCTION | ADC |  | 249 | NEW
FGS-MJWR-D | 4" SLOTTED JUNCTION KIT | ADC |  | 35 | NEW
FGS-MJWRM-C | MODIFIED 2IN SNAP FIT JUNCTION | ADC |  | 1 | NEW
FGS-MLDY-10F | 1" O.D. FLEX TUBE 10' YEL | ADC |  | 117 | NEW
FGS-MLDY-5F | 1" O.D. FLEX TUBE 5' YEL | ADC |  | 20 | NEW
FGS-MSDS-C | 2IN DOWNSPOUT STANDARD W/COVER | ADC |  | 146 | NEW
FGS-MSDS-C | 2IN DOWNSPOUT STANDARD W/COVER | ADC |  | 2 | REF
FGS-MSHA-C | 2IN STRAIGHT W/COVER 6FT | ADC |  | 169 | NEW
FGS-MSHC-A | 4IN HINGED COVER | ADC |  | 128 | NEW
FGS-MSHC-B | 6IN HORIZONTAL STRAIGHT HINGED COVE | ADC |  | 117 | NEW
FGS-MSHC-C | COVER FOR 2X2 VERTICAL DUCT 6FT | ADC |  | 1 | NEW
FGS-MSHC-D | COVER FOR 4X4 OR 2X4 VERTICAL DUCT' | ADC |  | 28 | NEW
FGS-MSHC-K | 4" HINGED COVER | ADC |  | 3 | NEW
FGS-MSHS-A | 4IN X 6FT STRAIGHT SECTION | ADC |  | 43 | NEW
FGS-MSHS-B | 6" HORIZONTAL STRAIGHT | ADC |  | 54 | NEW
FGS-MSHS-G | 2X6 HORZ STRAIGHT SECTION | ADC |  | 41 | NEW
FGS-MSHS-H | 24" HORIZONTAL STRAIGHT | ADC |  | 8 | NEW
FGS-MSNC-B/G | 2X6 HORIZONTAL STRAIGHT HINGED COVR | ADC |  | 19 | NEW
FGS-MSNC-B/G | 2X6/4X6 HORIZ STRAIGHT HINGED COVER | ADC |  | 11 | NEW
FGS-MSNC-F | 4X12 HINGED COVER FOR HORIZ STRT | ADC |  | 2 | NEW
FGS-MSSC-A | 4 IN SNAP-ON COVER KIT FOR 6FT SRT | ADC |  | 245 | NEW
FGS-MSSC-B/G | 6FT STRAIGHT SNAP ON COVER W/KIT 6" | ADC |  | 159 | NEW
FGS-MSSC-F | 12" COVER FOR 6' STRAIGHT | ADC |  | 89 | NEW
FGS-MSTOR-A/B/F | FIBER STORAGE SPOOLS KIT OF 2 | ADC |  | 6 | NEW
FGS-MTRM-B | 6" TRUMPET FLARE KIT | ADC |  | 70 | NEW
FGS-MTRM-C | 2X2 TRUMPET FLARE | ADC |  | 46 | NEW
FGS-MTRM-F | 12" TRUMPET FLARE KIT | ADC |  | 1 | NEW
FGS-MTRM-G | 2X6 TRUMPET FLARE | ADC |  | 7 | NEW
FGS-MTRM-H | 24" TROMPET FLARE | ADC |  | 1 | NEW
FGS-MTRM-H | 24" TRUMPET FLARE | ADC |  | 2 | NEW
FGS-MU4A-C | 2IN UP 45 WITH COVER | ADC |  | 19 | NEW
FGS-MU4E-A | 4" 45° UP ELBOW WITH COVER | ADC |  | 60 | NEW
FGS-MU4E-B | 6 IN 45 UP ELBOW WITH COVER | ADC |  | 20 | NEW
FGS-MU4E-B | 6 IN 45 UP ELBOW WITH COVER | ADC |  | 2 | REF
FGS-MU4E-F | 12" 45 DEGREE UP | ADC |  | 5 | NEW
FGS-MU4E-F | 12" 45 DEGREE UP | ADC |  | 1 | REF
FGS-MU4E-G | 45 DEGREE UP ELBOW KIT 2X6 W/COVER | ADC |  | 4 | NEW
FGS-MU9A-C | 2X2 90 UP ELBOW | ADC |  | 169 | NEW
FGS-MU9E-A | 4IN UP 90 WITH COVER | ADC |  | 33 | NEW
FGS-MU9E-B | 90° UP ELBOW | ADC |  | 23 | NEW
FGS-MVAR-B | 6" EXPANDABLE | ADC |  | 5 | NEW
FGS-SD4E-B | 6 INCH 45 DOWN ELBOW COVER | ADC |  | 5 | NEW
FGS-SD4E-F | 45 DEG DOWN ELBOW SNAP ON COVER | ADC |  | 14 | NEW
FGS-SD9E-A | SNAP ON COVER FOR 90 DEG DOWN ELBOW | ADC |  | 2 | NEW
FGS-SD9E-F | 90° DOWN COVER, YELLOW | ADC |  | 17 | NEW
FGS-SDSA-F2B | COVER FOR 12" TO (2) 6" ADAPTER | ADC |  | 1 | NEW
FGS-SDSA-FB | 12" TO 6" REDUCER COVER | ADC |  | 24 | NEW
FGS-SDSA-FB | YELLOW COVER | ADC |  | 15 | NEW
FGS-SDSP-F | 4X12 DOWNSPOUT COVER | ADC |  | 1 | NEW
FGS-SH4E-A | 4X4 45 DEG HORIZONTAL ELBOW COVER | ADC |  | 7 | NEW
FGS-SH4E-B | 6 INCH 45 DEG HORIZONTAL ELBOW COVE | ADC |  | 14 | NEW
FGS-SH4E-F | 45° HORIZONTAL COVER, YELLOW | ADC |  | 9 | NEW
FGS-SH9E-A | 4" HORZ 90 COVER | ADC |  | 35 | NEW
FGS-SH9E-B | 6 IN 90 DEGREE HORIZONTAL ELBOW CV | ADC |  | 17 | NEW
FGS-SH9E-F | 12" HORIZONTAL 90 DEGREE ELBOW, SNR | ADC |  | 14 | NEW
FGS-SHRT-A | CVR TEE 4X4 | ADC |  | 18 | NEW
FGS-SHRT-B | 6IN HORZ T COVER | ADC |  | 90 | NEW
FGS-SHRT-F | 12" HORIZONTAL "T" SNAP ON COVER | ADC |  | 6 | NEW
FGS-SHRT-F/B | 4X12 HORIZ T COVER WITH 6IN EXIT | ADC |  | 31 | NEW
FGS-SHXP-A | COVER FOR 4" HORIZONTAL 4-WAY CROSS | ADC |  | 4 | NEW
FGS-SHXP-B | 6 INCH HORZ CROSS SNAP ON COVER | ADC |  | 16 | NEW
FGS-SHXP-B/F | SNAP ON COVER FOR FGS-MHXP-B/F | ADC |  | 19 | NEW
FGS-SHXP-F | 4X12 HORIZONTAL CROSS COVER | ADC |  | 12 | NEW
FGS-STOR-A/B | STORAGE SPOOL FOR DARK FBR JUMPER | ADC |  | 2 | NEW
FGS-SU4E-A | SNAP-ON COVER FOR 4-INCH 45 DEG UP | ADC |  | 2 | NEW
FGS-SU4E-B | SNAP-ON COVER FOR 6-INCH 45 DEG UP | ADC |  | 1 | NEW
FGS-SU4E-F | 12" VERTICAL 45 DEGREE UP ELBOW COR | ADC |  | 13 | NEW
FGS-SU9E-A | 4 INCH 90 UP ELBOW COVER | ADC |  | 1 | NEW
FGS-VDSA-FB-L | 12" TO 6" ADAPTER LEFT COVER | ADC |  | 2 | NEW
FGSB-MDSP-A/I | 4" INSERTABLE DOWNSPOUT BLACK | ADC |  | 18 | NEW
FGSB-MEXP-E-A/B/F | 4IN EXPRESS EXIT 4X4 4X6 4X12 BLK | ADC |  | 7 | NEW
FGSB-MSHS-F | BLACK 12" HORIZONTAL STRAIGHT 6FT | ADC |  | 46 | NEW
FGSG-MIDY-10F | 2 IN FLEX TUBE 10FT GREY | ADC |  | 1 | NEW
FGSO-HMEC-C | 2IN END CAP W/ JUNCTION ORANGE | ADC |  | 4 | NEW
FGSO-JUNC-B | 6IN JUNCTION ORANGE | ADC |  | 1 | NEW
FGSO-MCDS-AB | 4IN DOWNSPOUT COVER ORANGE | ADC |  | 2 | NEW
FGSO-MCDS-EX-AB | 4"/6" EXTENDED DOWNSPOUT COVER | ADC |  | 1 | NEW
FGSO-MD4A-C | 45 DEG DOWN ELBOW 2" W/COVER ORANGE | ADC |  | 4 | NEW
FGSO-MD4E-A | 4" 45° DOWN ELBOW ORANGE | ADC |  | 2 | NEW
FGSO-MD9E-A | 4X4 90 DEGREE DOWN ELBOW ORANGE | ADC |  | 2 | NEW
FGSO-MD9E-B | 4X6 90 DEGREE DOWN ELBOW ORANGE | ADC |  | 2 | NEW
FGSO-MD9E-F | 12" 90 DEGREE DOWN ORANGE | ADC |  | 2 | NEW
FGSO-MDSA-AB | 4X4 TO 4X6 STRAIGHT ADAPTER ORANGE | ADC |  | 13 | NEW
FGSO-MDSP-B | 6IN DOWNSPOUT WITH A 4IN EXIT ORANG | ADC |  | 1 | NEW
FGSO-MDSP-EX-A | 4X4 EXTENDED DOWNSPOUT ORANGE | ADC |  | 1 | NEW
FGSO-MH4E-A | 4X4 45º HORIZONTAL ELBOW ORANGE | ADC |  | 2 | NEW
FGSO-MH9E-A | 4X4 90 HORIZONTAL ELBOW ORANGE | ADC |  | 4 | NEW
FGSO-MHRT-A | 4IN HORIZONTAL T ORANGE | ADC |  | 2 | NEW
FGSO-MHRT-B | 6 IN HORIZONTAL T ORANGE | ADC |  | 2 | NEW
FGSO-MHRT-F | 4X12 HORIZONTAL T ORANGE | ADC |  | 1 | NEW
FGSO-MHXP-B | 4X6 HORIZONTAL CROSS ORANGE | ADC |  | 1 | NEW
FGSO-MIDY-5F | FBR GDE 2" SLT FLEX TUBE 5FT ORANGE | ADC |  | 4 | NEW
FGSO-MJWR-C | 2IN SNAP FIT JUNCTION ORANGE | ADC |  | 71 | NEW
FGSO-MSHS-A | 4IN X 6FT STRAIGHT SECTION ORANGE | ADC |  | 11 | NEW
FGSO-MSHS-A | 4IN X 6FT STRAIGHT SECTION ORANGE | ADC |  | 1 | REF
FGSO-MSHS-B | 6" HORIZONTAL STRAIGHT ORANGE | ADC |  | 9 | NEW
FGSO-MU4A-C | 2IN UP 45 WITH COVER ORANGE | ADC |  | 1 | NEW
FGSO-SHRT-F | 12" HORIZ "T" SNAP ON COVER ORANGE | ADC |  | 1 | NEW
FHDEC4X4YL | PANDUIT 4X4 HINGED DUCT END CAP | PANDUIT |  | 1 | NEW
FIDT2X2OR | 1-PORT SPILL OUT 1 1/2" TUBING ORNG | PANDUIT |  | 2 | NEW
FIDT4X4BL | 2 PORT SPILLOUT TO 1.5" TUBING | PANDUIT |  | 17 | NEW
FITF2X2 | INNERDUCT TRANSITION 3/4" OR 1" | PANDUIT |  | 1 | NEW
FIV452X2LG | FITTING/COVER INSID VERTICAL 45 2X2 | PANDUIT |  | 1 | NEW
FIV452X2YL | PANDUIT INSIDE VERT 45 DEG ANG 2X2 | PANDUIT |  | 3 | NEW
FIV454X4OR | FITTING/COVER INSID VERT 45 4X4 OR | PANDUIT |  | 4 | NEW
FIVRA2X2LG | INSIDE VERT RIGHT ANGLE 2X2 W/CVR | PANDUIT |  | 6 | NEW
FIVRA4X4YL | FITTING / COVER INSIDE VERTICAL 4X4 | PANDUIT |  | 1 | NEW
FL2-144SPNL | FL2000 SPLICE PANEL 144 POSITION | ADC |  | 1 | NOB
FL2-6PMMSC | FBR 6PAK MM SC CONNECTOR | ADC |  | 6 | NOOB
FL2-6PMMST-Z | 6 PACK MULTIMODE ST/UPC SIMPLEX ADP | ADC |  | 71 | NEW
FL2-HZSTORE-B | FIBER STORAGE PNL HZ INTERBAY 5.25 | ADC |  | 1 | NEW
FLB58X15 | 5/8 LADDER RACK BRACKET | PANDUIT |  | 4 | NEW
FLS-TX2W | 2 WAY FLS2 W/ETHERNET 205-301-001 | VIVAX |  | 1 | NOB
FMRB | FIBER-DUCT RK-MOUNT L BR ACC KIT | PANDUIT |  | 5 | NEW
FMT-ACCCLMP07 | OSP CABLE CLAMP .25 OFFSE | ADC |  | 2 | NEW
FMT719 | RUBBER BOOT RJ45 CONNECTOR GREEN | BLACKBOX |  | 200 | NOB
FNM-15 | FUSETRON TIME DELAY FUSE 15 AMP | BUSSMANN |  | 4 | REF
FOS850/1300 | FOS 850/1300 FIBER OPTIC SOURCE | FLUKE |  | 1 | REF
FOSC-ACC-D-TRAY-48 | SPLICE TRAY 48 POS 579575-000 QTY 2 | COMMSCOPE |  | 59 | NEW
FOSC450A44NT0A1V | FOSC 450 FIBER CLOSURE A08617-000 | COMMSCOPE |  | 22 | NEW
FOV452X2LG | OUTSIDE VERTICAL 45 DEG ANGLE W/CVR | PANDUIT |  | 2 | NEW
FOVRA2X2YL | PANDUIT OUTSIDE VERT RIGHT ANG 2X2 | PANDUIT |  | 225 | NEW
FOVRA4X4LG | PANDUIT OUTSIDE VERT RIGHT ANG 4X4 | PANDUIT |  | 8 | NEW
FP-301-100F | 1/2" HEAT SHRINK TUBING 100 FEET | 3M |  | 2 | NEW
FP-301-80F | 1/2 " HEAT SHRINK TUBING 80 FEET | 3M |  | 1 | NEW
FPAKIT25 | FILLER PANEL HARDWARE KIT 7' | CENTRAL ST |  | 1 | NEW
FPCFW-SPLC-P-82M | FIBER CABLE SIMPLEX SM LC/LC 82M | COMMSCOPE |  | 24 | NEW
FPCM-SPSC-20M | FIBER CABLE SM SC/SC 20M | ADC |  | 7 | NEW
FPCM-SPSC-32M | FIBER CABLE SM SC/SC 32M | ADC |  | 2 | NEW
FPCM-SPSC-35M | FIBER CABLE SM SC/SC 35M | ADC |  | 2 | NEW
FPL-144RP07-14420 | FPL PANEL 144 POS LOADED SM SC W/ P | TE |  | 1 | NOOB
FPL-CR5001 | 24-POS FIBER PANEL W/ 12 FC PIG TL | ADC |  | 2 | NOB
FPL-CR5001 | 24-POS FIBER PANEL W/ 12 FC PIG TL | ADC |  | 1 | NOOB
FR1.5IDEYL | 1-PORT SPILLOUT SIDE EXIT TO 1.5" | PANDUIT |  | 6 | NEW
FR4X4YL6 | 4X4 FIBERRUNNER CHANNEL 6FT | PANDUIT |  | 2 | NEW
FR6TRBE12 | EXISTING 1/2" THREADED ROD QUICKLOK | PANDUIT |  | 4 | NEW
FR6TRBE58 | EXISTING 5/8" THREADED ROD QUIKLOCK | PANDUIT |  | 4 | NEW
FRADC4X4BL | 4INCH ADAPTOR ADC/PANDUIT | PANDUIT |  | 24 | NEW
FRBC4X4OR | 4X4 PANDUIT QUICKLOCK COUPLER OR | PANDUIT |  | 35 | NEW
FRBC4X4YL | 4X4 PANDUIT QUICKLOCK COUPLER | PANDUIT |  | 80 | NEW
FREC4X4YL | 4X4 END CAP FITTING | PANDUIT |  | 16 | NEW
FRFWC4X4OR | PANDUIT 4" 4-WAY CROSS FITTING OR | PANDUIT |  | 1 | NEW
FRH-SLWC-44YLP | 4X4 SLTD CHNL W/CVR PRE-DRILLED 6FT | TYCO |  | 1 | NEW
FRHC4YL6 | SNAP ON HINGED COVER FOR 4X4 DUCT | PANDUIT |  | 1 | NEW
FRK-TJ-BAR-K | AUX CHANNEL T JUNCTION BAR ONLY | METAL-TECH |  | 12 | NEW
FRN-R-600 | TIME DELAY FUSE RK5 250V AC/DC | BUSSMANN |  | 1 | NEW
FROV45SC6YL | 6" OUTSIDE VERT 45 DEG SPLIT COVER | PANDUIT |  | 4 | NEW
FRRA4X4OR | 4X4 HORIZ RIGHT ANGLE FITTING OR | PANDUIT |  | 2 | NEW
FRRA4X4YL | 4X4 HORIZONTAL RIGHT ANGLE FITTING | PANDUIT |  | 18 | REF
FRS-4VIE-44YLP | 4X4 45 DEGREE UP ELBOW | TYCO |  | 36 | NEW
FRS-9HE-22RGP | 2X2 HORIZ ELBOW 90 DEG W/CVR ORANGE | DITEL |  | 132 | NEW
FRS-9VOE-44YL | 4X4 90 DEG VERT OUTSIDE ELBOW DOWN | TYCO |  | 1 | NEW
FRS-EATRK-4458 | END ACCESSIBLE THREADED ROD MNT KIT | DITEL |  | 2 | NEW
FRS-FTK-22 | SQUARE TO ROUND ADAPTER KIT | DITEL |  | 83 | NEW
FRS-SLWC-22YLP | 2X2 SLTD CHNL W/CVR PRE-DRILLED 6FT | TYCO |  | 69 | NEW
FRS-STWC-22YLP | 2X2 SLD CHNL W/CVR PRE-DRILLED 6FT | TYCO |  | 3 | NEW
FRSHC4YL6 | 4X4 FIBERRUNNER SPL HINGED COVER | PANDUIT |  | 4 | NEW
FRSP-KIT | FIBER RUNNER SPILL OVER KIT | PANDUIT |  | 3 | NEW
FRSP6CYL | PANDUIT 6" SPILL OVER JUNCTION COVR | PANDUIT |  | 117 | NEW
FRSPYL | 2X2 SPILL OVER JUNCTION | PANDUIT |  | 9 | NEW
FRT4X4YL | PANDUIT HORIZ TEE FITTING 4"X4" | PANDUIT |  | 3 | NEW
FRT4X4YL | PANDUIT HORIZ TEE FITTING 4"X4" | PANDUIT |  | 1 | REF
FRTSC6YL | SPLIT COVER FOR 6X4 TEE FITTING | PANDUIT |  | 3 | NEW
FRVT4X4OR | PANDUIT VERT TEE WHINGED DOOR 4"X4" | PANDUIT |  | 4 | NEW
FRVT4X4YL | PANDUIT VERT TEE WHINGED DOOR 4"X4" | PANDUIT |  | 6 | NEW
FRVT6X4YL | PANDUIT VERT TEE WHINGED DOOR 6"X4" | PANDUIT |  | 13 | NEW
FSPDA11-03M | FIBER CABLE SM LC/LC DUPLEX 10FT | CABLE |  | 31 | NEW
FSPDA12-01M | FIBER CABLE SM LC/SC DUPLEX 3FT | CABLE |  | 5 | NEW
FSPS-1-60-C | SINGLE FIBER SPLICE SLEEVE 50 PACK | THOMASBETT |  | 2 | NEW
FTB-2-S1-64G-RF | EXFO FTB-2 PLATFORM | EXFO |  | 1 | REF
FTLF1421P1BCL-HW | SFP 2.488G 1310NM 15KM SM E | FINISAR |  | 1 | NOB
FTLX1412M3BTL | 10GBASE-LR/LW OC-192 SR-1 TRNSCVR | FINISAR |  | 10 | REF
FTM-3012C-SLIG-ETS | 1310MM 1.25G SFP | FIBERXON |  | 3 | REF
FTR4X4YL | 4" BEND RADIUS CONTROL TRUMPET | PANDUIT |  | 3 | NEW
FTRBN58 | NEW 5/8 THREADED ROD BRACKET | PANDUIT |  | 4 | NEW
FTX1-750140H1-KA | MOTOROLA CPU MODULE 01-W1862B06D | MOTOROLA |  | 9 | REF
FTX3-341PM-KA | MOTOROLA SS7 PM MODULE 01-W1605B01D | MOTOROLA |  | 2 | REF
FTX3-341VTL4-KA | MOTOROLA SS7 MODULE 01-W1727B01A | MOTOROLA |  | 18 | REF
FTX3-341VTPM-KA | MOTOROLA SS7 PM MODULE 01-W1735B01C | MOTOROLA |  | 4 | REF
FTX3-LANPM-KA | 10 /100 BASE T PM 01-W1840B01C | MOTOROLA |  | 10 | REF
FTX8-CDR36GB-KA | MOTOROLA FX WNG FRU 01-W1897B01F | MOTOROLA |  | 4 | REF
FTX9-PROCPM-KB | MOTOROLA CPU PM MODULE 01-W1589B01C | MOTOROLA |  | 2 | REF
FVT4X4YL | VERT TEE FITTING 4"X4" | PANDUIT |  | 1 | NEW
FWA-125ASI4 | FWA-125B FUSE W/ INDICATOR ASSY | BUSSMANN |  | 11 | NEW
FWA-250ASI4 | FWA-250B W/ INDICATOR ASSY | BUSSMANN |  | 54 | NEW
FWA-500ASI4 | FWA-500A FUSE W/ INDICATOR ASSY | BUSSMANN |  | 1 | NEW
FZBA1.5X4 | BRACKET, ADJUSTABLE "Z", FIBER DUCT | PANDUIT |  | 22 | NEW
G1X3LG6 | SLOTTED DUCT 1X3 6FT GREY | PANDUIT |  | 1 | NEW
GKFORM60-58 | GROUNDING KIT FOR 5/8'' COAX | RFS |  | 117 | NEW
GLC-LH-SM | 1000BASE-LX/LH SFP TRANSCEIVER | CISCO |  | 2 | REF
GLC-LH-SM-GHS | 1000BASE-LX TRANSCEIVER | GHS |  | 1 | REF
GLC-LH-SM-LL | SFP TRANSCEIVER 1310NM 10KM | LONGLINE |  | 1 | REF
GMT-1 | GMT 1 AMP FUSE | BUSSMANN |  | 21 | NOOB
GMT-1 | GMT 1 AMP FUSE | BUSSMANN |  | 3 | REF
GMT-1-1/2 | GMT 1-1/2 AMP FUSE | BUSSMANN |  | 52 | NOOB
GMT-1-1/2A | GMT-TYPE 1-1/2 AMP FUSE | LITTELFUSE |  | 5 | NOOB
GMT-1-1/3 | GMT 1-1/3 AMP FUSE | BUSSMANN |  | 24 | NOOB
GMT-1-1/3 | GMT 1-1/3 AMP FUSE | BUSSMANN |  | 2 | REF
GMT-1-1/3A | GMT-TYPE 1-1/3 AMP FUSE | LITTELFUSE |  | 4 | NOOB
GMT-1/2 | GMT 1/2 AMP FUSE | BUSSMANN |  | 5 | NEW
GMT-1/2 | GMT 1/2 AMP FUSE | BUSSMANN |  | 148 | NOOB
GMT-1/2 | GMT 1/2 AMP FUSE | BUSSMANN |  | 7 | REF
GMT-1/4 | GMT 1/4 AMP FUSE | BUSSMANN |  | 6 | NOOB
GMT-1/4A | GMT-TYPE 1/4 AMP FUSE | LITTELFUSE |  | 1 | NOOB
GMT-12 | GMT 12 AMP FUSE | BUSSMANN |  | 5 | NOOB
GMT-12A | GMT-TYPE 12 AMP FUSE | LITTELFUSE |  | 2 | NOOB
GMT-18/100 | GMT 18/100 AMP FUSE | BUSSMANN |  | 10 | NOOB
GMT-1A | GMT-TYPE 1 AMP FUSE | LITTELFUSE |  | 9 | NOOB
GMT-2 | GMT 2 AMP FUSE | BUSSMANN |  | 7 | NOOB
GMT-2 | GMT 2 AMP FUSE | BUSSMANN |  | 8 | REF
GMT-20 | GMT-TYPE 20 AMP FUSE | LITTELFUSE |  | 1 | NOOB
GMT-3 | GMT 3 AMP FUSE | BUSSMANN |  | 12 | NOOB
GMT-3 | GMT 3 AMP FUSE | BUSSMANN |  | 7 | REF
GMT-3-1/2A | GMT-TYPE 3-1/2 AMP FUSE | LITTELFUSE |  | 1 | NOOB
GMT-3/4A | GMT-TYPE 3/4 AMP FUSE | LITTELFUSE |  | 3 | NOOB
GMT-3A | GMT-TYPE 3 AMP FUSE | LITTELFUSE |  | 5 | NOOB
GMT-4 | GMT 4 AMP FUSE | BUSSMANN |  | 16 | NOOB
GMT-4A | GMT-TYPE 4 AMP FUSE | LITTELFUSE |  | 2 | NOOB
GMT-5 | GMT 5 AMP FUSE | BUSSMANN |  | 17 | REF
GMT-5A | GMT-TYPE 5 AMP FUSE | LITTELFUSE |  | 3 | NOOB
GMT-7-1/2 | GMT 7-1/2 AMP FUSE | BUSSMANN |  | 15 | NOOB
GMT-7-1/2 | GMT 7-1/2 AMP FUSE | BUSSMANN |  | 13 | REF
GMT-7-1/2A | GMT-TYPE 7-1/2 AMP FUSE | LITTELFUSE |  | 10 | NOOB
GND-PTP600 | GROUND LEAD GREEN 600MM W/LUGS | ANDREW |  | 3 | NEW
GND-PTP800 | GROUND LEAD GREEN 800MM W/LUGS | ANDREW |  | 3 | NEW
GPSA-QBW-40NMSCL | 40DB GPS ANTENNA KS24019116B | PCTEL |  | 211 | NOB
GRA03AD | GUARD RAIL ADAPTER 3"D X 7"L | CENTRAL |  | 5 | NEW
GRA03CB | GRD RAIL ADAPTER 3"D X 7"L CB | CENTRAL |  | 1 | NEW
GRB03AD | GUARD RAIL BUMPER RACK 3"D X 2.5"L | CENTRAL |  | 1 | NEW
GRB03CB | GUARD RAIL BUMPER RACK 3"D X 2.5"L | CENTRAL |  | 1 | NEW
GRB05AD | GUARD RAIL BUMPER RACK 5"D X 2.5"L | CENTRAL |  | 3 | NEW
GRB14AD | NTW BAY GRD RAIL BMPR RACK 14"X2.5" | CENTRAL ST |  | 2 | NEW
GRB15AD | NTW BAY GRD RAIL BMPR RACK 15"X2.5" | CENTRAL ST |  | 3 | NEW
GROUNDKT-L3 | GROUNDING KIT W/ 36" TAIL AND H-TAP | METAL-TECH |  | 3 | NEW
GTAG2 | FLOOR GROMMET BRUSH & RUBBER GASKET | AIRGUARD |  | 5 | NEW
HB114-108U4M5-30J | RFS HYBRIFLEX CBL ASSY 30FT | RFS |  | 1 | NEW
HB114-108U4M5-50F | RFS HYBRIFLEX CBL ASSY 50FT | RFS |  | 3 | NEW
HB114-108U4M5-60F | RFS HYBRIFLEX CBL ASSY 60FT | RFS |  | 2 | NEW
HB114-108U4M5-64F | RFS HYBRIFLEX CBL ASSY 64FT | RFS |  | 1 | NEW
HB114-108U4M5-70J | RFS HYBRIFLEX CBL ASSY 70FT | RFS |  | 1 | NEW
HB114-113U3M3-385J | RFS HYBRIFLEX CBL ASSY 385FT | RFS |  | 5 | NEW
HB114-21U3M12-350F | RFS HYBRIFLEX CBL ASSY 350FT | RFS |  | 2 | NEW
HB1140813U4M5-225F | RFS HYBRIFLEX CBL ASSY 225FT | RFS |  | 1 | NEW
HB1140813U4M5-250F | RFS HYBRIFLEX CBL ASSY 250FT | RFS |  | 1 | NEW
HB1140813U4M5-275F | RFS HYBRIFLEX CBL ASSY 275FT | RFS |  | 3 | NEW
HB1140813U4M5-290F | RFS HYBRIFLEX CBL ASSY 290FT | RFS |  | 3 | NEW
HB1140813U4M5-310F | RFS HYBRIFLEX CBL ASSY 310FT | RFS |  | 1 | NEW
HB21 | 2" HANGER BRACKET | CENTRAL ST |  | 54 | NEW
HB58-1-08U1M2-30J | RFS HYBRIFLEX CBL ASSY 30FT | RFS |  | 3 | NEW
HB58-1-08U1M2-75J | RFS HYBRIFLEX CBL ASSY 75FT | RFS |  | 3 | NEW
HBXX-6517DS-VTM | QUAD PORT ANTENNA 75" 1710–2180 MHZ | ANDREW |  | 1 | NEW
HC23 | HOSE CLAMP 2-3" (#40) SET OF 10 | CONNECTIT |  | 2 | NEW
HC2YL6 | 2X2 FIBERRUN SNAP-ON HINGED COVER | PANDUIT |  | 1 | NEW
HCB5S-4X4 | 4 CKT HYPERCONNECT COMBO 5 PIN PRT | WESTELL |  | 3 | REF
HD1-2430-58-W4SP1A | STUBBED HDF 24 SCUPC 30M OSP ALTOS | CORNING |  | 1 | REF
HDC-S300-41S2-TG30 | CONN RCPT HD 300POS PCB | 3M |  | 240 | NEW
HOIST1-12L | LACE-UP HOISTING GRIP FOR 1/2 COAX | RFS |  | 57 | NEW
HOIST1-158L | LACE-UP HOISTING GRIP 1 5/8COAX | RFS |  | 37 | NEW
HOIST1-78L | LACE-UP HOISTING GRIP FOR 7/8 COAX | RFS |  | 25 | NEW
HSLM12/25 | SAFTEY CAP TORQ CONTROLLED EXP ANCH | HILTI |  | 12 | NEW
HSTT100-C | PANDUIT HEAT SHRINK TUBING 1"X100FT | PANDUIT |  | 4 | NEW
HSTT100-C-30 | PANDUIT HEAT SHRINK TUBING 1"X30FT | PANDUIT |  | 1 | NEW
HSTT100-C-75 | PANDUIT HEAT SHRINK TUBING 1"X75FT | PANDUIT |  | 2 | NEW
HSTT100-CC | PANDUIT HEAT SHRINK TUBING 1"X75'CL | PANDUIT |  | 1 | NEW
HSTT38-QC | HEAT SHRINK TUBING 3/8" 25FT CLEAR | PANDUIT |  | 1 | NEW
IA-3634 | BNC PLUG RG-6 18 AWG 75 OHM PVC J | IDEAL |  | 8 | NEW
ICM-4J-MBR | MID- BNC DS-3 MODULE | ADC |  | 34 | NEW
IM4248-2-DAC-X1 | INFRASTRUCTURE MANAGER 48-PORT | OPENGEAR |  | 2 | NOB
INP-8519-1 | 8519 MHZ DAS INTEGRATION PANEL | TE |  | 7 | NOB
J85470A1L1G | CC109126942 LINEAGE FUSE/BRKR MOD | TYCO |  | 8 | REF
JBA3802 | J-BOLT ASSEMBLY W/PLATE 2" | CENTRAL ST |  | 2 | NEW
JK0301 | BAY JUNCTION KIT ZY | CENTRAL ST |  | 3 | NEW
JR1WY002SCUSCU080F | DUAL FBR CBL W/DUAL SC/SC ENDS 80FT | CABLE |  | 3 | NEW
KARN-50+ | N-TYPE-MALE TERM CONN DC-8000MHZ | MINI CIR |  | 3 | NEW
KLK10 | LITTELFUSE 10 AMP FAST ACTING FUSE | LITTELFUSE |  | 4 | REF
KLKD10 | LITTELFUSE 10 AMP FAST ACTING FUSE | LITTELFUSE |  | 2 | REF
KLKD20 | LITTELFUSE 20 AMP FAST ACTING FUSE | LITTELFUSE |  | 12 | REF
KLKD25 | LITTELFUSE 25 AMP FAST ACTING FUSE | LITTELFUSE |  | 3 | REF
KLKD30 | LITTELFUSE 30 AMP FAST ACTING FUSE | LITTELFUSE |  | 3 | REF
KLM-10 | LIMITRON 10 AMP FAST ACTING FUSE | BUSSMANN |  | 4 | REF
KLM-30 | LIMITRON 30 AMP FAST ACTING FUSE | BUSSMANN |  | 6 | NOB
KRC1311004/2 | DTRU-19 EDGE MODULE | ERICSSON |  | 2 | REF
KS-23836-L19 | PARALLEL COPPER TAP KIT | LUCENT |  | 1 | NEW
KS-24737-L1 | 24V 9000W POWER SHELF 408896355 KIT | LUCENT |  | 6 | NEW
KS-24819L50 | MODCELL FAN UNIT CC 409093945 | ALCATEL |  | 12 | NOOB
KS22641 | SIMPULL POWER CABLE 2AWG 600V BLACK | SOUTHWIRE |  | 5000 | NEW
KS24194-L2-4/0-BK-80 | PWR CBL L2 4/0 AWG 600V BLACK 80FT | TELCOFLEX |  | 8 | NEW
KS24194-L2-8-GN | PWR CBL L2 8 AWG 600V GREEN/YE TRCR | TELCOFLEX |  | 5321 | NEW
KS24411L21 | D-CI-A1 FILTER ASSY CC 408666428 | ALCATEL |  | 1 | NOB
KS24439 1162CFP | FAN UNIT CC 408159614 LT-2598-L2 | ALCATEL |  | 1 | NOB
KS24567L3150 | CABLE ASSY SET OF 5 W/DUAL CONN 5FT | LUCENT |  | 30 | NEW
KS24567L7130 | CABLE ASSY SET OF 2 W/DUAL CONN 51" | LUCENT |  | 25 | NEW
KS24624L37 | DFP-P-60/6T ONEBTS 1900 FILTER ASSY | LUCENT |  | 1 | REF
KS24624L66 | WSM FILT ASSY DFP-PC-606T 409019189 | ALCATEL |  | 1 | REF
KS24795 | FILTER 44MHZ HALF H DD CC 409062668 | ALCATEL |  | 1 | REF
KTK-15 | LIMITRON 15 AMP FAST ACTING FUSE | BUSSMANN |  | 3 | REF
KTK-20 | LIMITRON 20 AMP FAST ACTING FUSE | BUSSMANN |  | 5 | REF
KTK-25 | LIMITRON 25 AMP FAST ACTING FUSE | BUSSMANN |  | 2 | REF
KTK-5 | LIMITRON 5 AMP FAST ACTING FUSE | BUSSMANN |  | 3 | REF
KTK-R-10 | LIMITRON 10 AMP FUSE CLASS CC | BUSSMANN |  | 2 | REF
KTK-R-15 | LIMITRON 15 AMP FUSE CLASS CC | BUSSMANN |  | 4 | REF
KTK-R-20 | LIMITRON 20 AMP FUSE CLASS CC | BUSSMANN |  | 2 | REF
KTK-R-25 | LIMITRON 25 AMP FUSE CLASS CC | BUSSMANN |  | 1 | REF
KTK-R-30 | LIMITRON 30 AMP FUSE CLASS CC | BUSSMANN |  | 2 | REF
KTK10 | LIMITRON 10 AMP FAST ACTING FUSE | BUSSMANN |  | 52 | REF
L4TDM-PS | 7-16 DIN MALE PS 1/2 IN LDF4-50A | ANDREW |  | 44 | NEW
L5TDF-PS | 7/16 POS-STOP DIN FEMALE CONNECTOR | ANDREW |  | 3 | NEW
L7113SYC/H | YELLOW LED DOME TH MOUNT PACK 500 | KINGBRIGHT |  | 1 | NEW
L717SDEH09POL2RM8 | CONN D-SUB PLUG 9POS VERT SOLDER | AMPHENOL |  | 185 | NEW
L76763CSEC | SUPER FLUX LED ORANGE PACK OF 75 | KINGBRIGHT |  | 34 | NEW
L76763CSYC/H | SUPER FLUX LED YELLOW PACK OF 75 | KINGBRIGHT |  | 30 | NEW
L7676CPWC/H | SUPER FLUX LED WHITE PACK OF 75 | KINGBRIGHT |  | 517 | NEW
L7676CTGC/H | SUPER FLUX LED AQUA PACK OF 75 | KINGBRIGHT |  | 143 | NEW
L77SDBH25SOL2RM8 | CONN D-SUB RCPT 25POS VERT SLDR | AMPHENOL |  | 4 | NEW
LA1014-L515P | 15AMP/125V PWRCRD FPSF65I-ANS-VC | ELTEK |  | 2 | REF
LAG1900-FAN-ASSY | LAG 1900 FAN CC 109565564 | ALCATEL |  | 1 | REF
LCC-1B | LCC PLUG PUSH PULL 734 CABLE 1 KIT | ADC |  | 1 | NEW
LEL11REC4284341501 | AIRPAX 10 AMP BLADE BREAKER | AIRPAX |  | 2 | REF
LEL11REC4284343101 | AIRPAX 30 AMP BLADE BREAKER | AIRPAX |  | 2 | REF
LEL11REC4284343901 | AIRPAX 40 AMP BLADE BREAKER W/PIN | AIRPAX |  | 16 | REF
LEL11REC4284344301 | AIRPAX 50 AMP BLADE BREAKER | AIRPAX |  | 6 | REF
LEL11REC4284344701 | AIRPAX 60 AMP BLADE BREAKER W/PIN | AIRPAX |  | 16 | REF
LEL11REC4284345101 | AIRPAX 70 AMP BLADE BREAKER | AIRPAX |  | 4 | REF
LEL11REC4284345901 | AIRPAX 100 AMP BLADE BREAKER | AIRPAX |  | 2 | REF
LELHPK111RS430560125 | AIRPAX 125 AMP BULLET BREAKER | AIRPAX |  | 1 | REF
LELK1-1REC4-27129911 | CIRCUIT BREAKER 5A DUAL STUD 3/16 | AIRPAX |  | 1 | NOB
LELK1-1REC4-27129923 | CIRCUIT BREAKER 20A DUAL STUD 3/16 | AIRPAX |  | 4 | NOB
LELK1-1REC4-29929-20 | 20 AMP DC CIRCUIT BREAKER BULLET | AIRPAX |  | 1 | REF
LELK1-1REC4-29929-50 | 50 AMP DC CIRCUIT BREAKER BULLET | AIRPAX |  | 1 | REF
LELK1-1REC4-30079-50 | 50 AMP DC CIRCUIT BREAKER BOLT IN | AIRPAX |  | 2 | REF
LELK1-1REC4-30326-60 | 60 AMP DC CIRCUT BREAKER BULLET | AIRPAX |  | 3 | REF
LELK1-1REC4-52-5 | 5 AMP DC CIRCUIT BREAKER BULLET | AIRPAX |  | 1 | REF
LELK1-1REC5-32148-30 | 30 AMP VALERE DC BULLET BREAKER | AIRPAX |  | 1 | REF
LELK1-1RS4-30452-100 | 100 AMP BULLET BREAKER TELEC 118159 | AIRPAX |  | 1 | REF
LELK1-1RS4-30452-20 | AIRPAX 20 AMP BULLET BREAKER | AIRPAX |  | 3 | REF
LELK1-1RS4-30452-30 | AIRPAX 30 AMP BULLET BREAKER | AIRPAX |  | 14 | REF
LELK1-1RS4-30452-60 | AIRPAX 60 AMP BULLET BREAKER | AIRPAX |  | 19 | REF
LELK1-1RS4-30452-70 | AIRPAX 70 AMP BULLET BREAKER | AIRPAX |  | 10 | REF
LELK1-31175-90-V | 90 AMP BREAKER BOLT BLACK HANDLE | AIRPAX |  | 3027 | NOB
LELK11REC429813140V | 40 AMP DC BULLET CIRCUIT BREAKER | AIRPAX |  | 7 | REF
LELK11REC42981315V | 15 AMP DC BULLET CIRCUIT BREAKER | AIRPAX |  | 40 | REF
LELK11REC42981320V | 20 AMP DC BULLET CIRCUIT BREAKER | AIRPAX |  | 20 | REF
LELK11REC42981325V | 25 AMP DC BULLET CIRCUIT BREAKER | AIRPAX |  | 15 | REF
LELK11REC4298132V | 2 AMP BULLET CIRCUIT BREAKER | AIRPAX |  | 2 | REF
LELK11REC42981330V | 30 AMP DC BULLET CIRCUIT BREAKER | AIRPAX |  | 13 | REF
LELK11REC42981350V | 50 AMP BULLET BREAKER TELECT 116673 | AIRPAX |  | 2 | REF
LELK11REC42981350V | 50 AMP DC BULLET CIRCUIT BREAKER | AIRPAX |  | 1 | NOOB
LELK11REC42981360V | 60 AMP BULLET BREAKER | AIRPAX |  | 25 | REF
LELK11REC42981370V | 70 AMP DC BULLET CIRCUIT BREAKER | AIRPAX |  | 2 | REF
LELK11REC42981380V | 80 AMP DC BULLET CIRCUIT BREAKER | AIRPAX |  | 6 | REF
LELK11REC4R3296950V | AIRPAX 50 AMP BULLET BREAKER | AIRPAX |  | 19 | REF
LELK11REC4R3296970V | AIRPAX 70 AMP BULLET BREAKER | AIRPAX |  | 13 | REF
LELK11REC53214820V | 20 AMP DC BULLET CIRCUIT BREAKER | AIRPAX |  | 2 | REF
LELK11REC53214840V | 40 AMP DC BULLET CIRCUIT BREAKER | AIRPAX |  | 1 | NOOB
LELK11REC53214875V | 75 AMP DC BULLET CIRCUIT BREAKER | AIRPAX |  | 2 | REF
LELK11REC53214880V | 80 AMP DC BULLET CIRCUIT BREAKER | AIRPAX |  | 3 | REF
LEM-EM-M09 | CISCO/PIRELLI LINE EXTENDER MODULE | CISCO |  | 1 | REF
LF40-100-VV | ELTEK 2 POSITION RECTIFIER SHELF | VALERE |  | 36 | NOB
LFD-300B-1 | EXFO LFD-300B LIVE FIBER DETECTOR | EXFO |  | 2 | REF
LGE-X4X-ZZZ-ZZ-02 | FIBER CASSETTE XPAC 6 DUAL LC SM | CLEARFIELD |  | 1 | NOB
LM28-C3S-TC-N-DD | M-M 1.25 GBPS 850NM, GBIC | APAC |  | 1 | REF
LML1-1RLS4R-29954-40 | AIRPAX 40 AMP BULLET BREAKER | AIRPAX |  | 8 | REF
LMLC1-1RLS4-24314-37 | AIRPAX 25 AMP SNAP IN BREAKER | AIRPAX |  | 4 | REF
LMLC1-1RLS4-28448-13 | AIRPAX 100 AMP SNAP IN BREAKER | AIRPAX |  | 5 | REF
LMLC1-1RLS4-28977-15 | AIRPAX 15 AMP SNAP IN BREAKER | AIRPAX |  | 6 | REF
LMLC1-1RLS4-28977-30 | AIRPAX 30 AMP SNAP IN BREAKER | AIRPAX |  | 2 | REF
LMLC1-1RLS4-28977-60 | AIRPAX 60 AMP SNAP IN BREAKER | AIRPAX |  | 31 | REF
LMLHPK1111RLS4335182 | AIRPAX 200 AMP BULLET BREAKER 3 POL | AIRPAX |  | 6 | REF
LMLK1-1RLS4-29877-3V | AIRPAX 10 AMP ALM BULLET BREAKER | AIRPAX |  | 10 | REF
LMLK1-1RLS4-29877-4 | AIRPAX 15 AMP ALM BULLET BREAKER | AIRPAX |  | 2 | REF
LMLK1-1RLS4-29877-6V | AIRPAX 20 AMP ALM BULLET BREAKER | AIRPAX |  | 5 | REF
LMLK1-1RLS4-29877-8V | AIRPAX 30 AMP ALM BULLET BREAKER | AIRPAX |  | 7 | REF
LMLK1-1RLS4-29928-10 | AIRPAX 10 AMP BULLET BREAKER | AIRPAX |  | 2 | REF
LMLK1-1RLS4-29928-20 | AIRPAX 20 AMP BULLET BREAKER | AIRPAX |  | 8 | REF
LMLK1-1RLS4-29928-30 | AIRPAX 30 AMP BULLET BREAKER | AIRPAX |  | 16 | REF
LMLK1-1RLS4-29928-40 | AIRPAX 40 AMP BULLET BREAKER | AIRPAX |  | 15 | REF
LMLK1-1RLS4-29928-50 | AIRPAX 50 AMP BULLET BREAKER | AIRPAX |  | 54 | REF
LMLK1-1RLS4-29928-60 | AIRPAX 60 AMP BULLET BREAKER | AIRPAX |  | 12 | REF
LMLK1-1RLS4-29928-80 | AIRPAX 80 AMP BULLET BREAKER | AIRPAX |  | 2 | REF
LMLK1-1RLS4-29928-90 | AIRPAX 90 AMP BULLET BREAKER | AIRPAX |  | 2 | REF
LMLK1-1RS5-30625-9 | AIRPAX 15A ALM BULLET BREAKER | AIRPAX |  | 3 | REF
LMLK11RLS42987711V | AIRPAX 60 AMP ALM BULLET BREAKER | AIRPAX |  | 9 | REF
LMLK11RLS42987712V | AIRPAX 70 AMP ALM BULLET BREAKER | AIRPAX |  | 5 | REF
LMLK11RLS42987713V | AIRPAX 80 AMP ALM BULLET BREAKER | AIRPAX |  | 3 | REF
LMLK11RLS42987715V | AIRPAX 100 AMP ALM BULLET BREAKER | AIRPAX |  | 2 | REF
LMLK11RLS429928100 | AIRPAX 100 AMP ALM BULLET BREAKER | AIRPAX |  | 1 | NOOB
LMLK11RLS429928100 | AIRPAX 100 AMP ALM BULLET BREAKER | AIRPAX |  | 1 | REF
LMLK11RS532846100V | AIRPAX 100 AMP ALM BULLET BREAKER | AIRPAX |  | 2 | REF
LNK0009 | NORTHSTAR BATTERY STRAP/SPACER | NORTHSTAR |  | 4 | REF
LNW93 | 1665 TEST PACK B 109485300 | LUCENT |  | 3 | NOB
LP1027 | CABLE LACING 9-PLY WAXED POLY 525FT | AMER&EFIRD |  | 3 | NEW
LQA-1150 | 1 1/2" LIQUIDTIGHT STRT CONNECTOR | MADISON |  | 40 | NEW
LS1SC-SC-002FT | FIBER CABLE 1-COUNT SC/SC 2FT | LUCENT |  | 4 | NEW
LS1SC-SC-015FT | FIBER CABLE 1-COUNT SC/SC-015FT | LORAIN |  | 1 | NEW
LS1SC-SC-040FT | FIBER CABLE 1-COUNT SC/SC 40FT | LUCENT |  | 2 | NEW
LS2SC-SC-015FT | FIBER CBL DUPLEX SC/SC 15FT | LUCENT |  | 2 | NEW
LSVFB1-TSX3B-102AAUH | OPTICAL SPLITTER MOD CC# 107724882 | LUCENT |  | 9 | REF
LSX-12PT | SC MULTIMODE 12 PACK PLUG-IN ASSY | ADC |  | 2 | REF
LT15-GRY-1-1/2-50FT | LIQUIDTIGHT FLX GRAY 1-1/2 50FT | E-FLEX |  | 9 | NEW
LT15090 | 90 DEG LIQUIDTIGHT 1 1/2" CONNECTOR | COOPER CRS |  | 52 | NEW
LWD-208 | SIEMON 2" JOINER | SIEMON |  | 20 | NEW
LWD-264 | SIEMON 2" VERTICAL DROP | SIEMON |  | 10 | NEW
LWD-265 | SIEMON 2" VERTICAL DROP KIT W/RAMP | SIEMON |  | 6 | NEW
LWD-273 | 2" RADIUS GUARD KIT | SIEMON |  | 3 | NEW
LWD-400 | SOLID SRAIGHT 6.5'X4"X4" W COVER YL | SIEMON |  | 6 | NEW
LWD-403 | SIEMON 4" - 4" HORIZONTAL TEE W/LID | SIEMON |  | 1 | NEW
LWD-405 | SIEMON 4" 90 DEG ELBOW UP W/LID | SIEMON |  | 2 | NEW
LWD-406 | SIEMON 4" 90 DEG ELBOW DOWN W/LID | SIEMON |  | 1 | NEW
LWD-408 | SIEMON 4" JOINER | SIEMON |  | 15 | NEW
LWD-408LP | SIEMON 4" X 2" JOINER | SIEMON |  | 18 | NEW
LWD-409 | SIEMON 4" END CAP | SIEMON |  | 2 | NEW
LWD-455 | SIEMON 4" VERTICAL TEE WITH LID | SIEMON |  | 1 | NEW
LWD-462 | SIEMON 100MM BREAKOUT ADAPTER ASSY | SIEMON |  | 1 | NEW
LWD-462LP | SIEMON 4"X2" SYSTEM BREAKOUT DROP | SIEMON |  | 4 | NEW
LWH-227 | SIEMON 2" VERTICAL BRACKET KIT | SIEMON |  | 4 | NEW
LWH-433 | SIEMON 4" COMPLT LADDER RACK KIT | SIEMON |  | 1 | NEW
M2-5W | 50-PAIR 66 BLOCK W/O LEGS | SIEMON |  | 1 | NOOB
MAF2703 | MTG KIT AUX CHAN TO WALL (5/8) | CENTRAL ST |  | 4 | NEW
MC034-CDMA-001 | POWER SENSOR CC:408692887 | LUCENT |  | 3 | NEW
MC4LH-5 | S66 M SERIES COVER 4X50 HINGED YL | SIEMENS |  | 3 | NEW
MC7520D | CONNECTOR PINS MALE 20 AWG 970 PCS | POSITRON |  | 1 | NEW
MCC-S12 | FBR OPTIC CONNECTOR CLEANING STICK | MICROCARE |  | 80 | NEW
ME1B304301A142C | CIRCUIT BREAKER 3A 250/32 VAC/VDC | CARLING |  | 7 | REF
ME1B304501A142C | CIRCUIT BREAKER 5A 250/32 VAC/VDC | CARLING |  | 12 | REF
ME1B306101A142C | CIRCUIT BREAKER 10A 250/32 VAC/VDC | CARLING |  | 41 | REF
ME1B306151A142C | CIRCUIT BREAKER 15A 125/32 VAC/VDC | CARLING |  | 37 | REF
ME1B306201A142C | CIRCUIT BREAKER 20A 125/32 VAC/VDC | CARLING |  | 49 | REF
ME1X004910A142C | CIRCUIT BREAKER 5A 250/65 VAC/VDC | CARLING |  | 4 | REF
ME1X004911A142C | CIRCUIT BREAKER 10A 250/65 VAC/VDC | CARLING |  | 25 | REF
ME1X004913A142C | CIRCUIT BREAKER 20A 250/65 VAC/VDC | CARLING |  | 40 | REF
ME1X005229A142C | CIRCUIT BREAKER 1A 250/65 VAC/VDC | CARLING |  | 4 | REF
ME1X005230A142C | CIRCUIT BREAKER 3A 250/65 VAC/VDC | CARLING |  | 37 | REF
ME1X005231A142C | CIRCUIT BREAKER 5A 250/65 VAC/VDC | CARLING |  | 15 | REF
ME1X005232A142C | CIRCUIT BREAKER 10A 250/65 VAC/VDC | CARLING |  | 89 | REF
ME1X005233A142C | CIRCUIT BREAKER 15A 125/65 VAC/VDC | CARLING |  | 30 | REF
ME1X005234A142C | CIRCUIT BREAKER 20A 125/32 VAC/VDC | CARLING |  | 158 | REF
MEM-MSFC2-512MB | CATALYST 6000 MSFC2 512MB DRAM OPT | CISCO |  | 1 | REF
MEM-XCEF720-256M | CATALYST 6500 256MB DDR XCEF720 | CISCO |  | 1 | REF
MFP-250004 | SPLICE/STORAGE FIBER PLUG-IN MODULE | ADC |  | 5 | NEW
MINI-DSX-1/QM | MOD DS1 8 CKT QCPS8TB | ADC |  | 2 | REF
MINI-DSX-1/W | CHASSIS DSX-1 MINI FRONT XCONN | ADC |  | 1 | NOB
ML-3560DB | SAMSUNG OEM TONER CARTRIDGE BLACK | SAMSUNG |  | 11 | F/S
ML-3560DB | SAMSUNG OEM TONER CARTRIDGE BLACK | SAMSUNG |  | 1 | NOB
MOD107A/F-H88S | REMOTE TEST UNIT | HARRIS |  | 1 | REF
MOD107A/FL4_11 | HARRIS REMOTE TEST UNIT | HARRIS |  | 1 | NEW
MS0301.003 | FPS 48V BASIC 1U/3R W/CONTROLLER | ELTEK |  | 1 | F/S
MS0301.003 | FPS 48V BASIC 1U/3R W/CONTROLLER | ELTEK |  | 2 | NOB
MS2LC-SLC-015FT | FIBER CABLE SM LC/LC DUPLEX 15FT | LUCENT |  | 33 | NEW
MS2SC-SC-010FT | FIBER CABLE SM SC/SC DUPLEX 10FT | LUCENT |  | 5 | NEW
MS2SCA-SCA-15FT | FIBER CBL SM LC/APC-LC/APC DPLX 15' | LUCENT |  | 9 | NEW
MS2SCA-SCA-20FT | FIBER CBL SM SC/APC-SC/APC DPLX 20' | LUCENT |  | 7 | NEW
MSR1LC-SC-200FT | FIBER CABLE SM-MC LC/SC CONN 200FT | LUCENT |  | 3 | NEW
N201-002-BL | TRIPP-LITE CAT 6 PATCH CORD 2FT BLE | TRIPPLITE |  | 2 | NEW
N201-003-OR | TRIPP-LITE CAT 6 PATCH CORD 3FT ORG | TRIPPLITE |  | 2 | NEW
N201-005-BL | TRIPP-LITE CAT 6 PATCH CORD 5FT BLE | TRIPPLITE |  | 10 | NEW
N201-005-OR | TRIPP-LITE CAT 6 PATCH CORD 5FT ORG | TRIPPLITE |  | 2 | NEW
N201-007-BL | TRIPP-LITE CAT 6 PATCH CORD 7FT BLE | TRIPPLITE |  | 9 | NEW
N201-007-OR | TRIPP-LITE CAT 6 PATCH CORD 7FT ORG | TRIPPLITE |  | 2 | NEW
N201-010-OR | TRIPPLITE CAT 6 PATCH CORD 10FT ORG | TRIPPLITE |  | 2 | NEW
N250120-N-L12 | 10/10 GMT FUSE PANEL | NORANTEL |  | 19 | NEW
N250120-N-L12 | 10/10 GMT FUSE PANEL | NORANTEL |  | 21 | NOB
N3764-6303RB | CONN HEADER VERT 64POS 2.54MM | 3M |  | 8 | NEW
N3793-5302RB | CONN HEADER R/A 10POS 2.54MM | 3M |  | 40 | NEW
NE1X1WH6 | SLOTTED DUCT 1X1 6FT WHITE | PANDUIT |  | 8 | NEW
NFP-S-1C | RADIO HEAD CC 849167895 | FILTRONIC |  | 5 | NOB
NG3-ACCEBKT001 | NG3 EXTENDER BRKT KIT 7" OFF | ADC |  | 2 | NEW
NGF-ACC000033 | END GUARD SPACER KIT | ADC |  | 1 | NEW
NGF-FTBAA070A0 | FBR TRM BLK ANGLED SC ADAP 2PK-4PK | ADC |  | 2 | NOB
NGF-TB1DRD | FBR TERMINAL BLK 72 POS VAM RT DWN | ADC |  | 1 | NOB
NJ00675A2 | DUAL POWER BREAKER PANEL 30AMP | LUCENT |  | 1 | NOB
NON-15 | LOW V FUSE 15A CLASS K5 NON 250VAC | BUSSMANN |  | 2 | NEW
NON-50 | LOW V FUSE 50A CLASS K5 NON 250VAC | BUSSMANN |  | 9 | REF
NPR48 | MODULAR RECTIFIER 19A 240V | EATON |  | 7 | REF
NS-ISG-2000-PWR-AC | ISG-2000 AC POWER SUPPLY UNIT | JUNIPER |  | 1 | REF
NS-ISG-2000-SX2 | ISG-2000 I/OMOD 2PORT MINIGBIC-SX | JUNIPER |  | 3 | REF
NS20N870BC | PSAX-2300 PSAX-1250/2300 BLANK | LUCENT |  | 10 | REF
NT5B44BAABE5 | BCM 4PT GATM4 ANALOG TRUNK MODULE | NORTEL |  | 1 | NEW
NT7B10AADT | BCM 3.0 BCM200 PLATFORM | NORTEL |  | 1 | REF
NTFP99AB | I02 MAGELLAN PASSPORT DS3/E3 SPRG | NORTEL |  | 2 | REF
NTJS95AB | I02 32 PORT E1/DS1 RJ45 SPARING PNL | NORTEL |  | 1 | REF
NTM1011081/1 | ET-PSW OPTO IF SINGLE RBS 3202 | ERICSSON |  | 7 | NEW
NTM203220/10 | CLAMP KIT 10MM 10 PCS | ERICSSON |  | 41 | NEW
NTM203220/50 | CLAMP KIT 10MM 50 PCS | ERICSSON |  | 4 | NEW
NTM20373/2 | CABLE CLIP 50-PACK | ERICSSON |  | 2 | NEW
NTN453AB | S/DMS EXPRESS FR ACC LEX BKPLN EXT | NORTEL |  | 1 | REF
NTRU6192 | DOOR MOUNTING HDWR KIT LEFT HINGED | NORTEL |  | 3 | NEW
OFI-BIPM | OPTICAL FIBER IDENTIFIER | AFL |  | 1 | NEW
OR-802022434 | DATAKIT 16 PR PTCH PANEL | ORTRONICS |  | 1 | REF
OS6850EU24XD | OS6850E-U24X PS120W-DC-B BUNDLE | ALCATEL |  | 1 | NOB
OS8-GNI-U8 | OS8800 8-PORT 1000BX UNIVERSAL SW M | ALCATEL |  | 4 | NOB
OS9-GNI-C24 | OS9000 24-PORT RJ-45 SWITCH MODULE | ALCATEL |  | 8 | REF
OS9-GNI-U24 | OS9000 24 PORT UNPOPULATED GIGE SFP | ALCATEL |  | 4 | REF
OS9-XNI-U2 | 2PT UNPOPULATED 10GETH XFP NI | ALCATEL |  | 11 | REF
OS9600/OS9700-CMM | CHASSIS MANAGEMENT MODULE | ALCATEL |  | 8 | REF
OS9700 | OMNISWITCH 9700 CHASSIS WITH FAN | ALCATEL |  | 3 | REF
P1012S | 5/8" CHANNEL NUT WITH SPRING | UNISTRUT |  | 208 | NEW
P1111EG | PIPE CLAMPS 1/2" RIGID STEEL CNDUIT | UNISTRUT |  | 23 | NEW
P2072 | 1-5/8 INCH POST BASE | UNISTRUT |  | 8 | NEW
P25PP25L3G | DS1 CBL 25PR CAT3 MALE/MALE 25FT | CABLE |  | 1 | NEW
P3-2061 | 6FT ANTI STATIC WRIST STRAP | SCS |  | 5 | NEW
P62F-NOF | MAGNUM ETHERNET SWITCH 408809705 | GARRETCOM |  | 22 | NOB
P65-15-XLH-RR | DUAL BROADBAND ANTENNA | POWERWAVE |  | 24 | NEW
P92885 | BRACE ROD ARM 1.8M | COMMSCOPE |  | 1 | NEW
PA2607.271NLT | SMT PWR BEAD COIN-600-376 QTY 400 | PULSE |  | 158 | NEW
PA2891.261HLT | SMT PWR BEAD COIN-600-061 QTY 400 | PULSE |  | 234 | NEW
PC2CL6 | DUCT COVER 2" W 6' L CLEAR | PANDUIT |  | 6 | NEW
PC4CL6 | DUCT COVER 4" W 6' L CLEAR | PANDUIT |  | 18 | NEW
PCH-BBXB-030 | 30 FT RG59 PATCH CABLE BNC TO BNC | ADC |  | 8 | NEW
PCH-BMXB-003 | 3FT (.915 M) COAX CONV PATCH CORD | ADC |  | 2 | REF
PD100-TXLE-110 | 100G-10*10-1550NM-10KM-SM-CFP | HUAWEI |  | 1 | REF
PDU1230 | TRIPP PDU 30A W/ 20 OUTLETS IB7753 | TRIPPLITE |  | 24 | NOOB
PFC500-1048FS227 | POWER SUPPLY 85-264VAC 36-75VDC | POWER-ONE |  | 48 | NEW
PFGC-PD4E-C | PLENUM 45 DEGREE DOWN ELBOW COVER | ADC |  | 2 | NEW
PFGC-PU4E-C | PLENUM 45 DEGREE UP ELBOW COVER | ADC |  | 2 | NEW
PFGF-PD4E-C | PLENUM 45 DEGREE DOWN ELBOW | ADC |  | 2 | NEW
PFGF-PU4E-C | PLENUM 45 DEGREE UP ELBOW | ADC |  | 2 | NEW
PFU525 | AMAS POWER FILTER UNIT | LUCENT |  | 56 | NOB
PG2W-024-200-03 | MODCELL UPGRADE FAN CC: 849164082 | ALCATEL |  | 22 | F/S
PL701U-K20 | ABB 20 AMP CIRCUIT BREAKER | ABB |  | 13 | NOOB
PL701U-K30 | ABB 30 AMP CIRCUIT BREAKER | ABB |  | 2 | NOOB
PL702U-K20 | ABB 20 AMP CIRCUIT BREAKER 2 POLE | ABB |  | 1 | NOOB
PL703U-K50 | ABB 50 AMP CIRCUIT BREAKER 3 POLE | ABB |  | 4 | NOOB
PL703U-K60L | ABB 60 AMP CIRCUIT BREAKER 3 POLE | ABB |  | 3 | NOOB
PL703U-K60R | ABB 60 AMP CIRCUIT BREAKER 3 POLE | ABB |  | 4 | NOOB
PLG-MW-RED-100 | PLUG DS3 MINI-WECO RED 100-PACK | TELECT |  | 28 | REF
PR-230 | THERMAL PAPER ROLL, ARRAYCORDER | GRAPHTEC |  | 5 | NEW
PT7320-51-1TP+ | LC SFP 1.25G 1310NM SMF 10KM | NEO |  | 1 | REF
PTF-2.5-DG | OFNR LADDER RACK TURNDOWN SUPPORT | TURNKEY |  | 1 | NEW
PTF-7X8-DG | OFNR LADDER RACK TURNDOWN SUPPORT | TURNKEY |  | 1 | NEW
PTL-101-483 | TLS 2200/TLS-PC LINK LABEL .25"X50' | BRADY |  | 12 | NEW
PTL-17-483 | TLS 2000/TLS PC LINK LABEL .5"X1" | BRADY |  | 2 | NEW
PTL-20-483 | TLS 2200/TLS PC LINK LABEL 1"X2" | BRADY |  | 2 | NEW
PTLFT-54-425 | B425 FLAG TAGS HARSH ENVIRON LABELS | BRADY |  | 1 | NEW
PVDM3-16 | 16-CHANNEL VOICE & VIDEO DSP MODULE | CISCO |  | 13 | REF
PVDM3-192 | 192-CHANNEL VOICE & VIDEO DSP MOD | CISCO |  | 1 | REF
PVDM3-32 | 32-CHANNEL VOICE & VIDEO DSP MODULE | CISCO |  | 40 | REF
PVDM3-64 | 64-CHANNEL VOICE & VIDEO DSP MODULE | CISCO |  | 46 | REF
PWX -B01RGCSD10PWDP | FUSE PANEL | ADC |  | 1 | NEW
PWX-031RGCSD10PWDP | GMT DF 10/10 100A NEG 24V OR 48V | ADC |  | 16 | NOB
PWX-041RCA4G5YSPHP | FUSE PANEL 100A 5/4 GMT/TPA DL BUS | ADC |  | 5 | REF
PX3-5497V | PX 5000 SERIES INTELLIGENT RACK PDU | RAITAN |  | 3 | NOB
PX3-5497V | PX 5000 SERIES INTELLIGENT RACK PDU | RAITAN |  | 1 | NOOB
Q0290 | 90A 120/240V CLIP IN BREAKER | SQUARE D |  | 3 | REF
R0118003 | CARLON1 RISRGARD SPLT INNR DUCT 3M | NORTEL |  | 1 | NEW
R514ADK | END GRD EXT KIT 5" SPC AD | CENTRAL ST |  | 1 | NEW
RAC-7B0297 | END GUARD 7'X15'' NB | ADC |  | 1 | NOB
RACK-2-1995HP-1 | CC:409122116 POWER SPLITTER | MINI CIR |  | 54 | NEW
RACK-3-1995HP-1 | CC:409122074 HIGH POWER COMBINER | MINI CIR |  | 398 | NEW
RB-A4848-NPW | READYSPEC 4X4 TELECOM BACKBOARD | PATHWAYS |  | 27 | NEW
RBA-10G | CISCO/PIRELLI RED BAND BOOSTER AMP | CISCO |  | 2 | REF
RCP-172PUK03167 | 24 POS SC/UPC TO LC/UPC 100FT TAIL | COMMSCOPE |  | 16 | NOB
RCP-377PUK03109 | FIBER PNL 72F UPC/SC-LC SM 100' | TECONNECT |  | 1 | NOB
RCP-47APUK03109 | FIBER PNL 144F UPC/SC-LC SM 100' | TECONNECT |  | 2 | NOB
RDH 102 47/3 | OPTICAL TRNSCVR 2.5G CPRI SMF 13DB | ERICSSON |  | 1 | REF
RDH10265/3 | ERICSSON SFP RTXM228-402-C27 | WTD |  | 451 | F/S
RFN-1006-9X | RFI HEX/KNURL COMBO N MALE CRIMP | RG INDUS |  | 22 | NEW
RFS06ZYK | RACK FLOOR SHIM KIT (4EA) ZY | CENTRAL ST |  | 2 | NEW
RM-A300 | ROUND MEMBER ADPTR 3-4" OD (10-KIT) | TIMES MICR |  | 19 | NEW
RMA-CI | ROUND MEMBER ADAPTOR 3"-4" OD (10) | RFS |  | 56 | NEW
RMA-DI | ROUND MEMBER ADAPTOR, 4"-5" OD | RFS |  | 305 | NEW
RNF-100-1-BK-STK | RNF-100 HEAT SHRINK TUBING 4 FT BLK | TE |  | 1310 | NEW
RNF-100-1-CL-STK | RNF-100 HEAT SHRINK TUBING 4 FT CLR | TE |  | 2237 | NEW
RNPB05PWK | NWB, 5.0" BLANK POWER STRIP | CENTRAL |  | 7 | NEW
RNPS23ADK | NTWK BAY 23" DUP 15A POWER STRIP AD | CENTRAL ST |  | 1 | NEW
ROF 157 1009/1 R2A | PEI CARD | ERICSSON |  | 1 | NOB
RPM5131782/00070 | COAXIAL CABLE 2X06 DTRU INTERCONNE | ERICSSON |  | 8 | REF
RPM777417/01000 | ERICSSON SIGNAL CABLE | ERICSSON |  | 5 | NEW
RR7-0-19-EIA | ALUMINUM HD RELAY RACK 7' X 19" | METAL-TECH |  | 1 | NEW
RR7-0-23-EIA | ALUMINUM HD RELAY RACK 7'X23" | METAL-TECH |  | 2 | NEW
RR7-0-23-EIA | ALUMINUM HD RELAY RACK 7'X23" | METAL-TECH |  | 11 | NOB
RR7-0-23-IBM-45RU | ALUMINUM HD RELAY RACK 7' X 23" | METAL-TECH |  | 3 | NOB
RRFMK-21 | RELAY RACK FLOOR MOUNTING KIT 21" | METAL-TECH |  | 8 | NEW
RRSWM-18-12-19 | SWING OUT WALL MOUNT RELAY RACK | METAL-TECH |  | 1 | NOB
RRWM-24-12-19 | WALLMOUNT RELAY RACK 24''X19''X12'' | METAL-TECH |  | 1 | NOB
RRWM-38-18-19 | WALLMOUNT RELAY RACK 38''X19''X18'' | METAL-TECH |  | 1 | NOB
S1145B | BATTERY PACK 48V 6A - FUSE 250V 6A | SEI |  | 2 | NOB
S2X2YL6NM | FBR DUCT CHANNEL SOLID 2X2 | PANDUIT |  | 1 | NEW
S4X4LG6NM | FBRDUCT CHANL 4"X4"X6' SOLID LT GRY | PANDUIT |  | 2 | NEW
S5200D | DIGITAL TRANSMISSION TEST SET TRNSM | TAU-TRAN |  | 1 | REF
SA1-100 | S66 2 POSITION BRIDGE CLIPS 100PK | SIEMON |  | 45 | NEW
SAF2502 | FRAMING CLIP ASSM FOR AUX CHNL 5/8" | CENTRAL |  | 9 | NEW
SAF2503 | FRAM CLIP KIT (K4) FOR AUX CHNL | CENTRAL ST |  | 1 | NEW
SAF2602 | SUPPORT AUX CHANNEL AT CROSSOVER | CENTRAL ST |  | 1 | NEW
SB-1003-J | STEEL J BOLT PAIR | COOPER B |  | 1 | NEW
SB-2003-A-2 | J-CLIP KIT | COOPER B |  | 6 | NEW
SB-2210-B | FRAMING CLIP KIT | COOPER B |  | 4 | NEW
SB-310-B-K | ANGLED DROP ROD BRACKET | COOPER B |  | 1 | NEW
SB110A1BK | PVC END CAP 3/8”X1.5” STR 10 PACK | COOPER B |  | 6 | NEW
SB119AYZ | POWER CABLE SUPPORT YELLOW ZINC | COOPER |  | 5 | NEW
SB156AYZ | 1 1/2"RUNWAYSUPPORTBRKT 1/2"'-13ATR | COOPER B |  | 15 | NEW
SB2004AYZ | J BOLT KIT RACK TO RUNWAY | COOPER B |  | 1 | NEW
SB2101ABZ | 90 DEG JUNC SPLICE CLAMP KIT 1 1/2" | COOPER B |  | 10 | NEW
SB2107BZ | BUTT-SPLICE CLMP KIT 1.5" SNGL STR | COOPER B |  | 20 | NEW
SB2111ABZ | ADJUSTABLE VERT SPLICE KIT 1-1/2" | COOPER B |  | 2 | NEW
SB2118A2YZ | SLOTTED RUNWAY SUPPORT KIT | COOPER B |  | 3 | NEW
SB2118AYZ | SLOTTED HANGER CLIP KIT | COOPER B |  | 43 | NEW
SB2209BYZ | FRAMING CLIP KIT 2" X 3/8" SUPPORT | COOPER B |  | 111 | NEW
SB2215BYZ | 5/8" CELING HANGER BRACKET KIT | COOPER B |  | 1 | NEW
SB300B | THREADED ROD END CAP, 3/8"-16 10-PK | COOPER B |  | 20 | NEW
SB310BKYZ | 11/16" ANGLED DROP ROD BRACKET KIT | COOPER B |  | 31 | NEW
SB320AKIT | ANGLE COLUMN KIT | COOPER B |  | 1 | NEW
SB580TG | CABLE TIE BRACKET, 6" LNGTH TEL GRY | COOPER B |  | 15 | NEW
SB719192LFB | PATCH CORD ORGANIZER 19" RACK WIDTH | COOPER B |  | 1 | NEW
SBK264 | SILICON BRONZE HDWARE KIT 1/4X1.25 | METAL-TECH |  | 1 | NEW
SBK268 | SILICON BRONZE HDWARE KIT 3/8X1.25 | METAL-TECH |  | 4 | NEW
SC/PC-SC/PC-50UM | FBR CBL SC/PC SC/PC 50 UM 25FT | CABLE |  | 12 | NEW
SC12 | 1-1/2" STRINGER STRAIGHT CLAMP KIT | CENTRAL |  | 3 | NEW
SC4X4ORN | SPLICE 4X4 STRAIGHT OR 105760177 | LUCENT |  | 4 | NEW
SCF | SUBRACK COMMON FUNCTION MODULE | CISCO |  | 8 | REF
SCN-3/8 | 3/8 STRUT CHANNEL NUT | METAL-TECH |  | 12 | NEW
SD4X4Y/TC4 | 181-44017 SOLID DUCT W/C 6'X4"X4" Y | HELLERMAN |  | 3 | NEW
SE-5462MT-144 | FIBER CABLE 144 COUNT 115FT | ADC |  | 1 | NEW
SEN-001610-M | SENTINEL32 16PORT 48VDC CNSL SERVER | THINKLOGIC |  | 1 | NOB
SFH-805KE | FRAMEWORK ANGLE CHANNEL FRAMING | MORENG TEL |  | 24 | NEW
SFP-10G-ER | 10GBASE-ER SFP+ 1550NM 40KM DOM | ALCATEL |  | 1 | NEW
SFP-1G31-10DA-CO | GLC-LH-SMD 1000BASE-LX/LH 1310NM 10 | CISCO |  | 3 | REF
SFP-DUAL-SM10-AS | SFP 100/1000 BASE 1310NM | AGILESTAR |  | 4 | REF
SFP-GD-LX | 1000BASE LX LC, 10 KM, 1310 NM SFP | MRV |  | 8 | NEW
SFP-GE-S | SFP MMF 850-NM, 10-2143-02 | CISCO |  | 1 | REF
SFP-GIG-LX | 1000BASE-LX SFP 1310NM 10KM IND DOM | LUCENT |  | 5 | NOB
SHB12 | 1 1/2" SLOTTED HANGER BRACKET KIT | CENTRAL |  | 1 | NEW
SHB22 | SLOTTED HANGR BRKT 2" (2 SIDES) | CENTRAL ST |  | 4 | NEW
SJB6402C | 2" SPANNER J-BOLT KIT | CENTRAL |  | 2 | NEW
SM2H48PM-1 | PECO II RECTIFIER 48V/2A 6200162P | PECO |  | 9 | REF
SM50F48PM-3 | PECO II SWITCHMODE RECT 48VDC/50A | PECO |  | 5 | REF
SMOUV-1120-01 | 369305-000 FIBER SPLICE HS 100 PACK | COMMSCOPE |  | 80 | NEW
SN6000 | SN6000 SNYW SHELF | SYCAMORE |  | 2 | REF
SND69100AG | CIRCUIT BREAKER 1000A 600VAC 3-POLE | SIEMENS |  | 1 | REF
SP569-Y01A | OMNISWITCH 9800 POWER SUP 901750-40 | ALCATEL |  | 11 | REF
SPA509G | 12-LN IP PHON W/DISPLY POE&PC PORT | CISCO |  | 1 | NOB
SPC15459 | BANANA TEST CONNECTOR JACK | TENMA |  | 358 | NEW
SPLC-20-4-1-B | SFP LC PLUGGABLE TRANSCEIVER MODULE | STRATOS |  | 8 | REF
SSK1OC19203 | OC192 DWDM 40KM | HUAWEI |  | 1 | REF
SSK2OC12A01 | 4XOC-12 CONFIGURABLE OPTICAL INTFC | HUAWEI |  | 2 | REF
SURTA2200XL | PC SMART-UPS RT 2200VA 120V W/ BATT | APC |  | 3 | NOB
SURTA48XLBP | APC SMART-UPS RT 48V BATTERY PACK | APC |  | 2 | NOB
SW1X8BKFR-10 | HOOK & LOOP CABLE TIE 8"X1/2" 10-PK | SPEEDWRAP |  | 40 | NEW
T009-5030KKKA553 | BRK PNL LUG DF 100A 24/48V 7/7 PO | TELECT |  | 1 | REF
T0950-1222-080 | FIBER CABLE SM SC/SC 80FT | CABLE |  | 14 | NEW
T1-4022G-1 | SLOTTED WIRE DUCT 4W X 2.25 H GREY | IBOCO |  | 93 | NEW
T50F-C3Y-100F | SPIRAL WRAP .50 IN X 100 FT ORANGE | PANDUIT |  | 1 | NEW
TC-240-SM-RA | 90DEG SMA M CONN FOR 1/4" LMR-240 | TIMES MICR |  | 10 | NEW
TC-502 | 3/4" EMT SET SCREW CONNECTOR | SIGMA ELEC |  | 17 | NEW
TC-512 | 3/4" EMT SET SCREW COUPLING | SIGMA ELEC |  | 19 | NEW
TC114A | 1-1/4" STEEL COMPRESSION CONNECTOR | THOMASBETT |  | 44 | NEW
TCEC2X2ORN | 2" X 2" ORANGE END CAP CC:106834088 | LUCENT |  | 5 | NEW
TCR-3U-24-1467 | RECTIFIER SHELF 408941771 KS-24751 | TECTROL |  | 3 | NOB
TCVR-4X4-O | VERTICAL TEE 4"X4" ORANGE 106012487 | LUCENT |  | 1 | NEW
TFD-101-011-01 | TFD FUSE HLDR KIT FOR TPS/TLS FUSE | CSI |  | 2 | REF
TK111A | 1/2" STEEL COMPRESSION COUPLING | THOMASBETT |  | 7 | NEW
TK113A | 1" STEEL COMPRESSION COUPLING | THOMASBETT |  | 19 | NEW
TK114A | 1 1/4" STEEL COMPRESSION COUPLING | THOMASBETT |  | 4 | NEW
TLS80A | TLS 80 AMP FUSE 170VDC OR LESS | LITTELFUSE |  | 2 | REF
TLS90A | TLS 90 AMP FUSE 170VDC OR LESS | LITTELFUSE |  | 8 | REF
TLWX-ENVPNL-01 | ENV PNL WITH NO ALARM CABLE | PCTEL |  | 2 | NOB
TMF7000-458 | 400W POWER SUPPLY 704-1411-0007 | UNIPOWER |  | 1 | REF
TMH263 | TONGUE MNT HDW SILICON BRNZ 1/4X1" | BURNDY |  | 4 | NEW
TMH265 | TONGUE MNT HDW SILICN BRZ 1/4 X 1.5 | BURNDY |  | 2 | NEW
TMH266 | TONGUE MNT HDW SILICON BRNZ 3/8X3/4 | BURNDY |  | 10 | NEW
TMH267 | TONGUE MNT HDW SILICON BRNZ 3/8X1 | BURNDY |  | 1 | NEW
TN228ZN | 3/8" CHANNEL NUT WITH CONE | EATON B |  | 4 | NEW
TPA-10 | TELPOWER 10 AMP FUSE 170VDC | BUSSMANN |  | 3 | REF
TPA-15 | TELPOWER 15 AMP FUSE 170VDC | BUSSMANN |  | 4 | REF
TPA-20 | TELPOWER 20 AMP FUSE 170VDC | BUSSMANN |  | 11 | REF
TPA-30 | TELPOWER 30 AMP FUSE 170VDC | BUSSMANN |  | 97 | REF
TPA-B | CISCO/PIRELLI TRANSMIT POWER AMP | CISCO |  | 1 | REF
TPA-B-25 | TELPOWER 25 AMP FUSE 65 VDC | BUSSMANN |  | 178 | NOOB
TPA-B-25 | TELPOWER 25 AMP FUSE 65 VDC | BUSSMANN |  | 104 | REF
TPC-40 | TELPOWER 40AMP 80VDC FUSE | BUSSMANN |  | 2 | REF
TPCDS-SSE-2 | TELPOWER 3-125A 80VDC DISC SWI STUD | BUSSMANN |  | 96 | REF
TPCDS-SSM-2 | TELPOWER 3-125A 80VDC DISC SWI STUD | BUSSMANN |  | 20 | REF
TRC4BL | 4" BEND RADIUS CNTRL TRUMPET BLACK | PANDUIT |  | 5 | NEW
TRC72FRX20Y | PANDUIT 5/8" THREADED ROD COV 72" | PANDUIT |  | 8 | NEW
TRC72FRX20Y | PANDUIT 72" THREADED ROD COVER BLK | PANDUIT |  | 191 | NEW
TRF5015FN-GA420 | SFP 10G 1310NM | OPNEXT |  | 1 | REF
TSR899113/55 | FIBER CABLE OUTDOOR 2-COUNT 55FT | CABLE |  | 2 | NEW
TSR899113/62 | FIBER CABLE OUTDOOR 2-COUNT 62FT | CABLE |  | 1 | NEW
TSR899113/65 | FIBER CABLE OUTDOOR 2-COUNT 65FT | CABLE |  | 1 | NEW
TSR899113/72 | FIBER CABLE OUTDOOR 2-COUNT 72FT | CABLE |  | 1 | NEW
TSR899113/75 | FIBER CABLE OUTDOOR 2-COUNT 75FT | CABLE |  | 5 | NEW
TSR899113/78 | FIBER CABLE OUTDOOR 2-COUNT 78FT | CABLE |  | 1 | NEW
TTTT65AP-1XR.AL | PLANAR ARRAY ANTENNA 2490-2690MHZ | ANDREW |  | 15 | NEW
TTTT90AP-1XR.AL | PLANAR ARRAY ANT 2490-2690MHZ 90DEG | ANDREW |  | 16 | NEW
UHC2 | EMERSON 3810 UNV CBLE HLDR RETAINER | EMERSON |  | 1 | REF
UPL220-009 | BNC PLUG 75 OHM FULL CRIMP 8218 CBL | TROMPETER |  | 87 | NEW
UPL220-025 | 734A BNC 75 OHM CONNECTOR | TROMPETER |  | 82 | NEW
UPL220-025/T50 | 734A BNC PLUG 75 OHM CRIMP 50 PACK | TROMPETER |  | 1 | NOB
UPL220-026 | 735A BNC COAX CONNECTOR | TROMPETER |  | 4 | NEW
UPLR220-025 | 734A BNC 75 OHM 90 DEGREE CONNECTOR | TROMPETER |  | 7 | NEW
UXP-DRADM1-L12-35F | RF JUMPER DIN R ANG TO DIN M L 35FT | ROSENBERGR |  | 426 | NEW
VCG-45 | ADC VERTICAL CABLE GUIDE 4X5X7 KIT | ADC |  | 1 | NOOB
VHLPX3-18-2GR | HIGH PERF LP DUAL-POLARIZED ANTENNA | COMMSCOPE |  | 7 | NEW
VHLPX3-18-2WH | HIGH PERF LP DUAL-POLARIZED ANTENNA | COMMSCOPE |  | 2 | NEW
VHLPX4-11W-4GR | HIGH PERF LP DUAL-POLARIZED ANTENNA | COMMSCOPE |  | 8 | NEW
VHLPX800-11-6WH | HIGH PERF LP DUAL-POLARIZED ANTENNA | COMMSCOPE |  | 1 | NEW
VMM-7SD004 | COUPLER MODULE,AOFR,W/120 I/O MON | ADC |  | 1 | NOB
VSM-27U702800B0000 | VAM SPLITTER MODULE | ADC |  | 9 | NEW
VSM-K2U2U2810000 | VAM SPLITTER MODULE | ADC |  | 8 | NOB
VWIC-2MFT-T1-DIR | DUAL T1 FRACT MULTIFLEX INTFC CD | CISCO |  | 16 | REF
VWIC2-1MFT-T1/E1 | 1-PORT T1/E1 MULTIFLEX CARD | CISCO |  | 1 | REF
W58-124-9019-910 | COAXIAL BNC CONNECTOR CC:407772300 | CANN-ITT |  | 22 | NEW
W58-124-9069-910 | QTBNC COAX CONNECTOR CC:407772235 | CANN-ITT |  | 1523 | NEW
W7113QBC/D | BLUE LED DOME TH MOUNT PACK OF 500 | KINGBRIGHT |  | 3 | NEW
W7113SEC/H | RED LED DOME TH MOUNT PACK OF 500 | KINGBRIGHT |  | 9 | NEW
W7113VGC/E | GREEN LED DOME TH MOUNT PACK OF 500 | KINGBRIGHT |  | 2 | NEW
WB3486A | 19" RACK MT INSTALL KIT PTP 800 CMU | MOTOROLA |  | 1 | NEW
WBTP2416-5C-CF001C | STB WBT 24 SCUPC CER 16M RIBBON | CORNING |  | 1 | NEW
WH0413 | 4'' WR HRN KIT(13) 1.5/2.0 STGR | CENTRAL |  | 2 | NEW
WH04K213 | 4'' WR HRN KIT(13) 2.0'' STGR | CENTRAL |  | 3 | NEW
WH08BK2 | 2" CABLE RACK STRINGER KIT 8" | CENTRAL ST |  | 104 | NEW
WH08K2 | 2" CABLE RACK STRINGER KIT 8" | CENTRAL ST |  | 207 | NEW
WH08K213 | 8 INCH WIRE HORN KIT OF 13 | CENTRAL |  | 1 | NOB
WHB219DG | WIRE HARNESS BRKT 19" 2" OFF DG | CENTRAL ST |  | 1 | NEW
WHB223AD | WIRE HARNESS BRKT 23" 2" OFF AD | CENTRAL ST |  | 3 | NEW
WHB423AD | WIRE HARNESS BRKT 23" 4" OFF AD | CENTRAL ST |  | 1 | NEW
WMP1E | HORIZ CBL MNGR 19" FRONT&REAR 2RU | PANDUIT |  | 1 | NOOB
WMPF1E | HORIZ CBL MNGR 19" FRONT 2 RU | PANDUIT |  | 1 | NEW
WMPFSE | HORIZ CBL MNGR 19" FRONT ONLY 1 RU | PANDUIT |  | 1 | NEW
WMPS | HORIZ CBL MNGR 19" FRONT&REAR 1RU | PANDUIT |  | 20 | NEW
WMPSE | HORIZ CBL MNGR 19" FRONT&REAR 1RU | PANDUIT |  | 6 | NEW
WP91412-L27 | LUG 4/0 FLEX 2HOLE 3/8"BOLT 1"SPACE | LUCENT |  | 64 | NOOB
WP91412L111 | COMP LUG 3/8'' STUD 5/8'' SPACING | LUCENT |  | 8 | NEW
WP91412L61 | COMP LUG 3/8'' STUD 5/8'' SPACING | LUCENT |  | 1 | NEW
WP91412L73 | COMP LUG 3/16" W/ 5/8"SPC 405356171 | LUCENT |  | 3 | NOOB
WPFG-1 | UNIVERSAL WEATHER SEALING KIT | RFS |  | 261 | NEW
WPFG-1 | UNIVERSAL WEATHER SEALING KIT | RFS |  | 294 | NOB
WR7400 | THERMAL ARRAYCORDER AC/DC 2-CHNL | GRAPHTEC |  | 1 | REF
X-TIMA-BLANK | TIMA BLANK SINGLE 125-0069-002 | INFINERA |  | 8 | NOB
X7CAP-665-62-IP | X-POL DUAL BAND ANTENNA 72" | CSSANTENNA |  | 2 | NEW
XFP-10G-ER40 | 10GB XFP ER 1550 ALCATEL COMPATIBLE | ALCATEL |  | 1 | REF
XFP-10G-ER40-AS | XFP 10G BASE-ER | AGILESTAR |  | 4 | REF
XFP-10G-ZR80-AS | XFP 10G BASE-ZR | AGILESTAR |  | 7 | REF
YA26L2TC38 | COMP LUG 3/8'' STUD 1'' SPACING | BURNDY |  | 1 | NEW
YA28L2TC14E2 | COMP LUG 1/4" STUD 3/4" SPACING | BURNDY |  | 1 | NOOB
YA2C2TC38 | COMP LUG 3/8" STUD 2 HOLE 1" SPC | BURNDY |  | 2 | NOOB
YA2CLBOX | COMP LUG 1-HOLE 5/16" 2AWG BROWN | BURNDY |  | 6 | NOOB
YA4C2TC38 | COMP LUG 3/8" STUD 2-HOLE 1" SPC | BURNDY |  | 8 | NOOB
YA4CL2TC14 | COMP LUG 1/4'' STUD 2 HOLE | BURNDY |  | 4 | NOOB
YA6C2TC14E2 | COMP LUG 6 AWG 1/4" STUD 3/4" SPC | BURNDY |  | 3 | NOOB
YA6CL2TC10 | COMP LUG #10 STUD 0.62 SPACING | BURNDY |  | 2 | NEW
YA6CL2TC14E1 | COMP LUG 1/4'' STUD 1'' SPACING | BURNDY |  | 42 | NOOB
YA6CL2TC14E2 | COMP LUG 1/4'' STUD 3/4'' SPACING | BURNDY |  | 9 | NEW
YA8C2TC14 | LB COMP LUG 1/4'' STUD 2 HOLE | BURNDY |  | 2 | NOOB
YA8CL2TC14 | COMP LUG 1/4" STUD, 5/8'' SPACING | BURNDY |  | 12 | NOOB
YA8CL2TC1490 | COMP LUG 90 DEG 1/4'' STUD 2 HOLE | BURNDY |  | 30 | NOOB
YAV10-2TC10 | COMP LUG #10 STUD 5/8" SPACING | BURNDY |  | 5 | NOOB
YAV102TC38 | COMP LUG 3/8'' STUD 1'' SPACING | BURNDY |  | 8 | NEW
YAV25L2TC38FX | 2H FLEX LUG STND BRL 1/0 STR 3/8 PK | BURNDY |  | 10 | NEW
YAV26L2TC14FX | COMP LUG 1/4" STUD 2 HOLE 5/8" SPC | BURNDY |  | 20 | NEW
YAV26L2TC38FX | COMP LUG 3/8" STUD 2-HOLE 1" SPC | BURNDY |  | 30 | NEW
YAV2CL2TC14FX | COMP LUG 1/4" STUD 5/8" SPACING | BURNDY |  | 1 | NOOB
YAV4CL | COMP LUG 1HOLE AN-4 FLEX 1/4'' STUD | BURNDY |  | 10 | NEW
YAV4CL2TC14FX90 | 90 DEG COPPER LUG 4 AWG 1/4" GRAY | BURNDY |  | 777 | NOB
YAV6CL2TC14E1FX | COMP LUG 1/4'' STUD 1'' SPACING | BURNDY |  | 8 | NEW
YAV6CL2TC14FX | COMP LUG 1/4'' STUD 5/8'' SPACING | BURNDY |  | 2 | NEW
YAVLTCFX | COMP LUG #2 SINGLE 3/8" HOLE | BURNDY |  | 8 | NOOB
YAZ-TC | COMP LUG 4STR N40 GRAY DIE 346/8 | BURNDY |  | 5 | NEW
YAZ252TC14 | COMP LUG 1/4'' STUD 0.62'' SPACING | BURNDY |  | 1 | NEW
YAZ252TC14E190 | 2 HOLE LUG BAR 1/0 AWG PINK | BURNDY |  | 1200 | NEW
YAZ252TC14E190 | 2 HOLE LUG BAR 1/0 AWG PINK | BURNDY |  | 1535 | NOB
YAZ4C2TC38 | COMP LUG 3/8" STUD 1" SPC 4AWG | BURNDY |  | 1 | NEW
YAZ6C2TC14 | COMP LUG 1/4" STUD 5/8" SPC 6AWG | BURNDY |  | 15 | NOOB
YAZSC2TC38 | COMP LUG 3/8" STUD 1" SPC 8AWG | BURNDY |  | 4 | NOOB
YC25L12 | THINWALL COPPER C-TAP 1/0-12AWG OG | BURNDY |  | 1 | NOOB
YH2929 | COPPER H TAP 250 KCMIL 2 AWG | BURNDY |  | 1 | NEW
YH2929WC | H-TAP COVER KIT | BURNDY |  | 2 | NEW
YH292C | COPPER H TAP 2-6AWG, 8-14AWG | BURNDY |  | 19 | NEW
YH292CWC | H-TAP COVER KIT | BURNDY |  | 40 | NEW
YS6CFXLTCKITC | IN-LINE SPLICE KIT 6 AWG STD BLUE | BURNDY |  | 20 | NEW
YSD.00068 | COMPACT CELL PWR SHLF 24V 849129457 | ALCATEL |  | 32 | F/S
YSR25FX6CFXLTC | COMP LUG #6AWG 1/0AWG BLU/PNK | BURNDY |  | 1 | NOOB
YSR26FX6CFXLTCKITC | IN-LINE REDUCER KIT CLR HS 2/0-6AWG | BURNDY |  | 14 | NEW
YSR3129FXL | COMP LUG 1/0AWG FLEX 350KCMI RED/YL | BURNDY |  | 1 | NOOB
YSR314CFXLTC | COMP LUG #4AWG 350KCMIL RED/GRY | BURNDY |  | 1 | NOOB
Z05 | 2 1/2 METAL RIGID COUPLING W/ GASKT | VIKING COR |  | 22 | NOOB
ZA 100 1/2 | SUPERSTRUT 1/2" SPRING NUT PK OF 5 | THOMASBETT |  | 17 | NEW
ZA 100 3/8 | SUPERSTRUT 3/8" SPRING NUT PK OF 5 | THOMASBETT |  | 17 | NEW
ZAB241-1/2EG | 1/2" SUPERSTRUT SQUARE WASHER PK5 | THOMASBETT |  | 1 | NEW
ZCM-100-1/2 | SUPERSTRUT 1/2" STEEL CONE NUT PK/5 | THOMASBETT |  | 1 | NEW
ZCM-100-3/8 | SUPERSTRUT 3/8" STEEL CONE NUT PK/5 | THOMASBETT |  | 6 | NEW
ZXRTB03-MCG-A1 | MDI-X 3 PORT 10/100 ETHERNET BOARD | ZNYX |  | 10 | REF